## BoQ1 (hidden)
Percentage BoQ
BoQ_Ver3.1 | Percentage | Normal | INR Only | INR
Select, At Par, Excess (+), Less (-) |  | IOCL
Tender Inviting Authority: The Superintending Engineer, Institute Works Department, IIT(BHU), Varanasi
Name of Work: Renovation and retrofitting of toilet block, P/F Door, window and fittings, Mosquito Net and painting work in ASN Bose, S. Ramanujan Hostel, GSMC Old and Extension, Nivedita, Viveshwaraya, IIT(BHU), Varanasi.
Contract No: IIT(BHU)/IWD/CT-…./2025-26/…..., Dated: …../…../2025.
Name of the Bidder/ Bidding Firm / Company :
PRICE SCHEDULE (This BOQ template must not be modified/replaced by the bidder and the same should be uploaded after filling the relevant columns, else the bidder is liable to be rejected for this tender. Bidders are allowed to enter the Bidder Name and Values only )
NUMBER # | TEXT # | TEXT # | NUMBER # | TEXT # | NUMBER | NUMBER | TEXT | TEXT # | NUMBER # | TEXT# | TEXT # | NUMBER # | NUMBER | NUMBER | NUMBER | NUMBER | TEXT | TEXT | NUMBER | NUMBER | NUMBER | NUMBER | TEXT | TEXT | NUMBER | NUMBER | NUMBER | NUMBER | TEXT | TEXT | NUMBER | NUMBER | NUMBER | NUMBER | TEXT | TEXT | NUMBER | NUMBER | NUMBER | NUMBER | TEXT | TEXT | NUMBER | NUMBER | NUMBER # | NUMBER # | TEXT | TEXT | NUMBER # | NUMBER # | DATE | NUMBER # | NUMBER # | TEXT #
Sl. No. | Item Description | Item Code / Make | Quantity | Units | Estimated Rate in Rs. P. |  |  | Addition / Deduction | Addition / Deduction Values | Currency Convertion against each Item | Quoted Currency in INR / Other Currency | BASIC RATE In Figures To be entered by the Bidder Rs. P | Excise Duty | VAT | Freight Charges ( Unloading & Stacking) | Any Other Taxes/Duties/Levies |  |  | Other Taxes 2 | IIIrd Party i.e DGS&D / RITES etc Inspection Charges @0.34%+Service Tax | Less for Cenvat Credit,if any respect of Supplies Under full Excise Duty Category | [30 empty] | TOTAL AMOUNT With Taxes in Rs. P. | TOTAL AMOUNT With Taxes | TOTAL AMOUNT in Words
1 | 2 | 3 | 4 | 5 | 6 | 7 | 8 | 9 | 10 | 11 | 12 | 13 | 14 | 15 | 16 | 17 | 18 | 19 | 20 | 21 | 22 | 23 | 24 | 25 | 26 | 27 | 28 | 29 | 30 | 31 | 32 | 33 | 34 | 35 | 36 | 37 | 38 | 39 | 40 | 41 | 42 | 43 | 44 | 45 | 46 | 47 | 48 | 49 | 50 | 51 | 52 | 7 | 54 | 8
0.1 | xx | BI01010001010000000000000515BI0100001112 | [52 empty] | 0.1 | xx | BI01010001010000000000000515BI0100001112 |  |  | Construction of chamber for 100mm sluices valve | item1 | 10 | 1 Nos
1 | Demolishing cement concrete manually / by mechanical means and disposal of material within 50 metres lead as per direction of Engineer in charge. Nominal concrete 1:3:6 or richer mix (including equivalent design mix) (15.2.1) | Item-01 | 2 | cum | 2434.25 |  |  | Excess(+) | 1 | Full Conversion | INR | [40 empty] | #VALUE! | #VALUE! | #VALUE! | 1 | Demolishing cement concrete manually / by mechanical means and disposal of material within 50 metres lead as per direction of Engineer in charge. Nominal concrete 1:3:6 or richer mix (including equivalent design mix) (15.2.1) | Item-01 | 2 | cum | Supplying, Conveying and fixing spls. Including eart | item1 | 123.223 | Nos
2 | Dismantling of road gully chamber of various sizes including C.I. grating with frame including stacking of useful materials near the site and disposal of unserviceable materials within 50 metres lead including refilling the excavated gap. (15.51) | Item-02 | 30 | Nos | 958.75 |  |  | Excess(+) | 1 | Full Conversion | INR | [40 empty] | #VALUE! | #VALUE! | #VALUE! | 2 | Dismantling of road gully chamber of various sizes including C.I. grating with frame including stacking of useful materials near the site and disposal of unserviceable materials within 50 metres lead including refilling the excavated gap. (15.51) | Item-02 | 30 | Nos | Construction of chamber for 100mm sluice plates | item2 | 213 | Nos
3 | Dismantling 15 to 40 mm dia G.I. pipe including stacking of dismantled pipes (within 50 metres lead) as per direction of Engineer-in-Charge. (a) Internal Work- Exposed on wall (14.84) | Item-03 | 60 | Mtr. | 3.25 |  |  | Excess(+) | 1 | Full Conversion | INR | [40 empty] | #VALUE! | #VALUE! | #VALUE! | 3 | Dismantling 15 to 40 mm dia G.I. pipe including stacking of dismantled pipes (within 50 metres lead) as per direction of Engineer-in-Charge. (a) Internal Work- Exposed on wall (14.84) | Item-03 | 60 | Mtr. | Construction of chamber for 100mm sluices valve | item3 | 10 | Nos
4 | Dismantling G.I. pipes (external work) including excavation and refilling trenches after taking out the pipes, manually/ by mechanical means including stacking of pipes within 50 metres lead as per direction of Engineer-in-charge : 15 mm to 40 mm nominal bore (15.44.1 ) | Item-04 | 30 | Mtr. | 149.8 |  |  | Excess(+) | 1 | Full Conversion | INR | [40 empty] | #VALUE! | #VALUE! | #VALUE! | 4 | Dismantling G.I. pipes (external work) including excavation and refilling trenches after taking out the pipes, manually/ by mechanical means including stacking of pipes within 50 metres lead as per direction of Engineer-in-charge : 15 mm to 40 mm nominal bore (15.44.1 ) | Item-04 | 30 | Mtr. | Supplying, Conveying and fixing spls. Including ea | item4 | 10 | Nos
5 | Dismantling tile work in floors and roofs laid in cement mortar including stacking material within 50 metres lead. For thickness of tiles 10 mm to 25 mm (15.23.1) | Item-05 | 200 | Sqm | 73.4 |  |  | Excess(+) | 1 | Full Conversion | INR | [40 empty] | #VALUE! | #VALUE! | #VALUE! | 5 | Dismantling tile work in floors and roofs laid in cement mortar including stacking material within 50 metres lead. For thickness of tiles 10 mm to 25 mm (15.23.1) | Item-05 | 200 | Sqm | Supplying, Conveying and fixing spls. Including eart | item1 | 123.223 | Nos
6 | Dismantling C.I. or asbestos rain water pipe with fittings and clamps including stacking the material within 50 metres lead :100 mm dia pipe (15.42.2 ) | Item-06 | 132 | Mtr. | 78 |  |  | Excess(+) | 1 | Full Conversion | INR | [40 empty] | #VALUE! | #VALUE! | #VALUE! | 6 | Dismantling C.I. or asbestos rain water pipe with fittings and clamps including stacking the material within 50 metres lead :100 mm dia pipe (15.42.2 ) | Item-06 | 132 | Mtr. | Construction of chamber for 100mm sluice plates | item2 | 213 | Nos
7 | Dismantling C.I. pipes including excavation and refilling trenches after taking out the pipes, manually/ by mechanical means breaking lead caulked joints, melting of lead and making into blocks including stacking of pipes & lead at site within 50 metre lead as per direction of Engineer-in-charge: Up to 150 mm diameter(15.45.1) | Item-07 | 10 | Mtr. | 332.4 |  |  | Excess(+) | 1 | Full Conversion | INR | [40 empty] | #VALUE! | #VALUE! | #VALUE! | 7 | Dismantling C.I. pipes including excavation and refilling trenches after taking out the pipes, manually/ by mechanical means breaking lead caulked joints, melting of lead and making into blocks including stacking of pipes & lead at site within 50 metre lead as per direction of Engineer-in-charge: Up to 150 mm diameter(15.45.1) | Item-07 | 10 | Mtr. | Construction of chamber for 100mm sluices valve | item3 | 10 | Nos
8 | Demolishing brick work manually / by mechanical means including stacking of serviceable material and disposal of unserviceable material within 50 metres lead as per direction of Engineer-in-charge: In cement mortar (15.7.4) | Item-08 | 2 | cum | 2060.2 |  |  | Excess(+) | 1 | Full Conversion | INR | [40 empty] | #VALUE! | #VALUE! | #VALUE! | 8 | Demolishing brick work manually / by mechanical means including stacking of serviceable material and disposal of unserviceable material within 50 metres lead as per direction of Engineer-in-charge: In cement mortar (15.7.4) | Item-08 | 2 | cum | Supplying, Conveying and fixing spls. Including ea | item4 | 10 | Nos
9 | Dismantling doors, windows and clerestory windows (steel or wood) shutter including chowkhats, architrave, holdfasts etc. complete and stacking within 50 metres lead : Of area 3 sq. metres and below ( 15.12.1) | Item-09 | 108 | Nos | 367.2 |  |  | Excess(+) | 1 | Full Conversion | INR | [40 empty] | #VALUE! | #VALUE! | #VALUE! | 9 | Dismantling doors, windows and clerestory windows (steel or wood) shutter including chowkhats, architrave, holdfasts etc. complete and stacking within 50 metres lead : Of area 3 sq. metres and below ( 15.12.1) | Item-09 | 108 | Nos | Supplying, Conveying and fixing spls. Including eart | item1 | 123.223 | Nos
10 | Providing and laying in position cement concrete of specified grade excluding the cost of centering and shuttering - All work up to plinth level :1:4:8 (1 Cement : 4 coarse sand (zone-III) : 8 graded stone (4.1.8) aggregate 40 mm nominal size) | Item-10 | 2 | cum | 6812 |  |  | Excess(+) | 1 | Full Conversion | INR | [40 empty] | #VALUE! | #VALUE! | #VALUE! | 10 | Providing and laying in position cement concrete of specified grade excluding the cost of centering and shuttering - All work up to plinth level :1:4:8 (1 Cement : 4 coarse sand (zone-III) : 8 graded stone (4.1.8) aggregate 40 mm nominal size) | Item-10 | 2 | cum | Construction of chamber for 100mm sluice plates | item2 | 213 | Nos
11 | Providing and laying in position cement concrete of specified grade excluding the cost of centering and shuttering - All work up to plinth level : 1:2:4 (1 Cement : 2 coarse sand : 4 graded stone aggregate 20 mm nominal size) (4.1.3) | Item-11 | 4 | cum | 7878.5 |  |  | Excess(+) | 1 | Full Conversion | INR | [40 empty] | #VALUE! | #VALUE! | #VALUE! | 11 | Providing and laying in position cement concrete of specified grade excluding the cost of centering and shuttering - All work up to plinth level : 1:2:4 (1 Cement : 2 coarse sand : 4 graded stone aggregate 20 mm nominal size) (4.1.3) | Item-11 | 4 | cum | Construction of chamber for 100mm sluices valve | item3 | 10 | Nos
12 | Dismantling old plaster or skirting raking out joints and cleaning the surface for plaster including disposal of rubbish to the dumping ground within 50 metres lead. (15.56) | Item-12 | 1569 | Sqm | 54.65 |  |  | Excess(+) | 1 | Full Conversion | INR | [40 empty] | #VALUE! | #VALUE! | #VALUE! | 12 | Dismantling old plaster or skirting raking out joints and cleaning the surface for plaster including disposal of rubbish to the dumping ground within 50 metres lead. (15.56) | Item-12 | 1569 | Sqm | Supplying, Conveying and fixing spls. Including eart | item1 | 123.223 | Nos
13 | Removing dry or oil bound distemper, water proofing cement paint and the like by scrapping, sand papering and preparing the surface smooth including necessary repairs to scratches etc. complete. (13.91) | Item-13 | 220 | sqm | 25.15 |  |  | Excess(+) | 1 | Full Conversion | INR | [40 empty] | #VALUE! | #VALUE! | #VALUE! | 13 | Removing dry or oil bound distemper, water proofing cement paint and the like by scrapping, sand papering and preparing the surface smooth including necessary repairs to scratches etc. complete. (13.91) | Item-13 | 220 | sqm | Construction of chamber for 100mm sluice plates | item2 | 213 | Nos
14 | Providing and applying white cement based putty of average thickness 1mm, of approved brand and manufacturer, over the plastered wall surface to prepare the surface even and smooth complete. (13.80) | Item-14 | 1569 | sqm | 156.05 |  |  | Excess(+) | 1 | Full Conversion | INR | [40 empty] | #VALUE! | #VALUE! | #VALUE! | 14 | Providing and applying white cement based putty of average thickness 1mm, of approved brand and manufacturer, over the plastered wall surface to prepare the surface even and smooth complete. (13.80) | Item-14 | 1569 | sqm | Construction of chamber for 100mm sluices valve | item3 | 10 | Nos
15 | Distempering with oil bound washable distemper of approved brand and manufacture to give an even shade New work (two or more coats) over and including water thinnable priming coat with cement primer (13.41.1) | Item-15 | 1569 | sqm | 185.65 |  |  | Excess(+) | 1 | Full Conversion | INR | [40 empty] | #VALUE! | #VALUE! | #VALUE! | 15 | Distempering with oil bound washable distemper of approved brand and manufacture to give an even shade New work (two or more coats) over and including water thinnable priming coat with cement primer (13.41.1) | Item-15 | 1569 | sqm | Supplying, Conveying and fixing spls. Including ea | item4 | 10 | Nos
16 | Applying priming coats with primer of approved brand and manufacture, having low VOC (Volatile Organic Compound ) content. With water thinnable cement primer on wall surface having VOC content less than 50 grams/litre (13.85.3) | Item-16 | 220 | sqm | 73.95 |  |  | Excess(+) | 1 | Full Conversion | INR | [40 empty] | #VALUE! | #VALUE! | #VALUE! | 16 | Applying priming coats with primer of approved brand and manufacture, having low VOC (Volatile Organic Compound ) content. With water thinnable cement primer on wall surface having VOC content less than 50 grams/litre (13.85.3) | Item-16 | 220 | sqm | Construction of chamber for 100mm sluice plates | item5 | 10 | Nos
17 | Distempering with 1st quality acrylic distemper (ready mixed) having VOC (Volatile Organic Compound ) content less than 50 gram/ litre, of approved brand and manufacturer including applying additional coats wherever required to achieve even shade and colour Old work (one or more coats) (13.81.1) | Item-17 | 2000 | sqm | 62.7 |  |  | Excess(+) | 1 | Full Conversion | INR | [40 empty] | #VALUE! | #VALUE! | #VALUE! | 17 | Distempering with 1st quality acrylic distemper (ready mixed) having VOC (Volatile Organic Compound ) content less than 50 gram/ litre, of approved brand and manufacturer including applying additional coats wherever required to achieve even shade and colour Old work (one or more coats) (13.81.1) | Item-17 | 2000 | sqm | Construction of chamber for 100mm sluice plates | item5 | 10 | Nos
18 | Providing and fixing aluminium work for doors, windows, ventilators and partitions with extruded built up standard tubular sections/ appropriate Z sections and other sections of approved make conforming to IS: 733 and IS : 1285, fixing with dash fastners of required dia & size, including necessary filling up the gaps at junctions, i.e. top, bottom and sides with required EPDM rubber /neoprene gasket etc. Aluminium sections shall be smooth, rust free, straight, mitred and jointed mechanically wherever required including cleat angle, Aluminium snap beading for glazing / panelling,C.P. brass / stainless steel screws, all complete as per architectural drawings and the directions of Engineer-in-charge. (Glazing and panelling to be paid for separately.) For fixed portion Anodised aluminium (anodised transparent or dyed to required shade according to IS: 1868, Minimum anodic coating of grade AC 15) (21.1.1.1) | Item-18 | 546 | kg | 495.05 |  |  | Excess(+) | 1 | Full Conversion | INR | [40 empty] | #VALUE! | #VALUE! | #VALUE! | 18 | Providing and fixing aluminium work for doors, windows, ventilators and partitions with extruded built up standard tubular sections/ appropriate Z sections and other sections of approved make conforming to IS: 733 and IS : 1285, fixing with dash fastners of required dia & size, including necessary filling up the gaps at junctions, i.e. top, bottom and sides with required EPDM rubber /neoprene gasket etc. Aluminium sections shall be smooth, rust free, straight, mitred and jointed mechanically wherever required including cleat angle, Aluminium snap beading for glazing / panelling,C.P. brass / stainless steel screws, all complete as per architectural drawings and the directions of Engineer-in-charge. (Glazing and panelling to be paid for separately.) For fixed portion Anodised aluminium (anodised transparent or dyed to required shade according to IS: 1868, Minimum anodic coating of grade AC 15) (21.1.1.1) | Item-18 | 546 | kg | Construction of chamber for 100mm sluice plates | item5 | 10 | Nos
19 | Providing and fixing 12mm thick prelaminated particle board flat pressed three layer or garded wood particle board conforming to IS : 12823 Grade I Type II, in panelling fixed in aluminium doors, windows shutters and partition frames with C.P. brass / stainless steel screws etc. complete as per architectural drawings and directions of engineer-in-charge. Prelaminated particle board with decorative lamination on both sides. (21.2.1) | Item-19 | 96 | sqm | 1139.3 |  |  | Excess(+) | 1 | Full Conversion | INR | [40 empty] | #VALUE! | #VALUE! | #VALUE! | 19 | Providing and fixing 12mm thick prelaminated particle board flat pressed three layer or garded wood particle board conforming to IS : 12823 Grade I Type II, in panelling fixed in aluminium doors, windows shutters and partition frames with C.P. brass / stainless steel screws etc. complete as per architectural drawings and directions of engineer-in-charge. Prelaminated particle board with decorative lamination on both sides. (21.2.1) | Item-19 | 96 | sqm | Construction of chamber for 100mm sluice plates | item5 | 10 | Nos
20 | Providing and fixing glazing in aluminium door, window, ventilator shutters and partitions etc. with EPDM rubber / neoprene gasket etc. complete as per the architectural drawings and the directions of engineer-in-charge . (Cost of aluminium snap beading shall be paid in basic item.) With float glass panes of 5.50 mm thickness (21.3.2) | Item-20 | 22 | sqm | 1505.25 |  |  | Excess(+) | 1 | Full Conversion | INR | [40 empty] | #VALUE! | #VALUE! | #VALUE! | 20 | Providing and fixing glazing in aluminium door, window, ventilator shutters and partitions etc. with EPDM rubber / neoprene gasket etc. complete as per the architectural drawings and the directions of engineer-in-charge . (Cost of aluminium snap beading shall be paid in basic item.) With float glass panes of 5.50 mm thickness (21.3.2) | Item-20 | 22 | sqm | Construction of chamber for 100mm sluice plates | item5 | 10 | Nos
21 | Providing and fixing aluminium handles ISI marked anodised (anodic coating not less than grade AC 10 as per IS : 1868) transparent or dyed to required colour or shade with necessary screws etc. complete: 125 mm (9.100.1) | Item-21 | 14 | Nos. | 66.25 |  |  | Excess(+) | 1 | Full Conversion | INR | [40 empty] | #VALUE! | #VALUE! | #VALUE! | 21 | Providing and fixing aluminium handles ISI marked anodised (anodic coating not less than grade AC 10 as per IS : 1868) transparent or dyed to required colour or shade with necessary screws etc. complete: 125 mm (9.100.1) | Item-21 | 14 | Nos. | Construction of chamber for 100mm sluice plates | item5 | 10 | Nos
22 | Providing and fixing 100mm brass locks (best make of approved quality) for aluminium doors including necessary cutting and making good etc.complete. (21.13) | Item-22 | 10 | Nos | 528.85 |  |  | Excess(+) | 1 | Full Conversion | INR | [40 empty] | #VALUE! | #VALUE! | #VALUE! | 22 | Providing and fixing 100mm brass locks (best make of approved quality) for aluminium doors including necessary cutting and making good etc.complete. (21.13) | Item-22 | 10 | Nos | Construction of chamber for 100mm sluice plates | item5 | 10 | Nos
23 | Providing and fixing aluminium extruded section body tubular type universal hydraulic door closer (having brand logo with ISI, IS:3564, embossed on the body, door weight upto 36 kg to 80 kg and door width from 701mm to 1000mm), with double speed adjustment with necessary accessories and screws etc. complete. (9.84) | Item-23 | 8 | Nos | 983.15 |  |  | Excess(+) | 1 | Full Conversion | INR | [40 empty] | #VALUE! | #VALUE! | #VALUE! | 23 | Providing and fixing aluminium extruded section body tubular type universal hydraulic door closer (having brand logo with ISI, IS:3564, embossed on the body, door weight upto 36 kg to 80 kg and door width from 701mm to 1000mm), with double speed adjustment with necessary accessories and screws etc. complete. (9.84) | Item-23 | 8 | Nos | Construction of chamber for 100mm sluice plates | item5 | 10 | Nos
24 | Providing and fixing aluminium hanging floor door stopper ISI marked anodised (anodic coating not less than grade AC 10 as per IS : 1868) transparent or dyed to required colour and shade with necessary screws etc. complete. Twin rubber stopper (9.101.2) | Item-24 | 8 | Nos. | 72.35 |  |  | Excess(+) | 1 | Full Conversion | INR | [40 empty] | #VALUE! | #VALUE! | #VALUE! | 24 | Providing and fixing aluminium hanging floor door stopper ISI marked anodised (anodic coating not less than grade AC 10 as per IS : 1868) transparent or dyed to required colour and shade with necessary screws etc. complete. Twin rubber stopper (9.101.2) | Item-24 | 8 | Nos. | Construction of chamber for 100mm sluice plates | item5 | 10 | Nos
25 | Providing and laying vitrified floor tiles in different sizes (thickness to be specified by the manufacturer) with water absorption less than 0.08% and conforming to IS: 15622, of approved make, in all colours a laid on 20 mm thick cement mortar 1:4 (1 cement : 4 coarse sand), jointing with grey cement slurry @ 3.3 kg/ sqm including grouting the joints with white cement and matching pigments etc., complete. (11.41.2) | Item-25 | 158 | sqm | 1553.45 |  |  | Excess(+) | 1 | Full Conversion | INR | [40 empty] | #VALUE! | #VALUE! | #VALUE! | 25 | Providing and laying vitrified floor tiles in different sizes (thickness to be specified by the manufacturer) with water absorption less than 0.08% and conforming to IS: 15622, of approved make, in all colours a laid on 20 mm thick cement mortar 1:4 (1 cement : 4 coarse sand), jointing with grey cement slurry @ 3.3 kg/ sqm including grouting the joints with white cement and matching pigments etc., complete. (11.41.2) | Item-25 | 158 | sqm | Construction of chamber for 100mm sluice plates | item5 | 10 | Nos
26 | Half brick masonry with common burnt clay F.P.S. (non modular) bricks of class designation 75 in superstructure above plinth level up to floor V level : Cement mortar 1:4 (1 Cement : 4 coarse sand) (6.13.2) | Item-26 | 18 | sqm | 1123.8 |  |  | Excess(+) | 1 | Full Conversion | INR | [40 empty] | #VALUE! | #VALUE! | #VALUE! | 26 | Half brick masonry with common burnt clay F.P.S. (non modular) bricks of class designation 75 in superstructure above plinth level up to floor V level : Cement mortar 1:4 (1 Cement : 4 coarse sand) (6.13.2) | Item-26 | 18 | sqm | Construction of chamber for 100mm sluice plates | item5 | 10 | Nos
27 | 12 mm cement plaster of mix : 1:6 (1 cement : 6 coarse sand) (13.4.2) | Item-27 | 1569 | sqm | 343.65 |  |  | Excess(+) | 1 | Full Conversion | INR | [40 empty] | #VALUE! | #VALUE! | #VALUE! | 27 | 12 mm cement plaster of mix : 1:6 (1 cement : 6 coarse sand) (13.4.2) | Item-27 | 1569 | sqm | Construction of chamber for 100mm sluice plates | item5 | 10 | Nos
28 | 15 mm cement plaster on rough side of single or half brick wall of mix :1:6 (1 cement : 6 coarse sand) (13.5.2) | Item-28 | 60 | sqm | 395.35 |  |  | Excess(+) | 1 | Full Conversion | INR | [40 empty] | #VALUE! | #VALUE! | #VALUE! | 28 | 15 mm cement plaster on rough side of single or half brick wall of mix :1:6 (1 cement : 6 coarse sand) (13.5.2) | Item-28 | 60 | sqm | Construction of chamber for 100mm sluice plates | item5 | 10 | Nos
29 | Providing and fixing soil, waste and vent pipes : 100 mm dia. Centrifugally cast (spun) iron socket & spigot (S &S) pipe as per IS :3989 (17.35.1.2) | Item-29 | 126 | metre | 1180.75 |  |  | Excess(+) | 1 | Full Conversion | INR | [40 empty] | #VALUE! | #VALUE! | #VALUE! | 29 | Providing and fixing soil, waste and vent pipes : 100 mm dia. Centrifugally cast (spun) iron socket & spigot (S &S) pipe as per IS :3989 (17.35.1.2) | Item-29 | 126 | metre | Construction of chamber for 100mm sluice plates | item5 | 10 | Nos
30 | Providing lead caulked joints to sand cast iron/centrifugally cast (spun) iron pipes and fittings of diameter: 100 mm (17.58.1) | Item-30 | 84 | Nos. | 622.5 |  |  | Excess(+) | 1 | Full Conversion | INR | [40 empty] | #VALUE! | #VALUE! | #VALUE! | 30 | Providing lead caulked joints to sand cast iron/centrifugally cast (spun) iron pipes and fittings of diameter: 100 mm (17.58.1) | Item-30 | 84 | Nos. | Construction of chamber for 100mm sluice plates | item5 | 10 | Nos
31 | Providing and fixing bend of required degree with access door, insertion rubber washer 3 mm thick, bolts and nuts complete. 100 mm Sand cast iron S&S as per IS:- 3989 (17.38.1.2) | Item-31 | 72 | Nos. | 705.2 |  |  | Excess(+) | 1 | Full Conversion | INR | [40 empty] | #VALUE! | #VALUE! | #VALUE! | 31 | Providing and fixing bend of required degree with access door, insertion rubber washer 3 mm thick, bolts and nuts complete. 100 mm Sand cast iron S&S as per IS:- 3989 (17.38.1.2) | Item-31 | 72 | Nos. | Construction of chamber for 100mm sluice plates | item5 | 10 | Nos
32 | Providing and fixing plain bend of required degree. 100 mm Sand cast iron S&S as per IS: - 3989 (17.39.1.2) | Item-32 | 12 | Nos. | 570.05 |  |  | Excess(+) | 1 | Full Conversion | INR | [40 empty] | #VALUE! | #VALUE! | #VALUE! | 32 | Providing and fixing plain bend of required degree. 100 mm Sand cast iron S&S as per IS: - 3989 (17.39.1.2) | Item-32 | 12 | Nos. | Construction of chamber for 100mm sluice plates | item5 | 10 | Nos
33 | Providing and fixing single equal plain junction of required degree. 100x100x100mm Sand cast iron S&S as per IS: - 3989 (17.44.1.2) | Item-33 | 16 | Nos. | 811.9 |  |  | Excess(+) | 1 | Full Conversion | INR | [40 empty] | #VALUE! | #VALUE! | #VALUE! | 33 | Providing and fixing single equal plain junction of required degree. 100x100x100mm Sand cast iron S&S as per IS: - 3989 (17.44.1.2) | Item-33 | 16 | Nos. | Construction of chamber for 100mm sluice plates | item5 | 10 | Nos
34 | Painting with synthetic enamel paint of approved brand and manufacture to give an even shade : Two or more coats on new work (13.61.1) | Item-34 | 273 | sqm | 155.9 |  |  | Excess(+) | 1 | Full Conversion | INR | [40 empty] | #VALUE! | #VALUE! | #VALUE! | 34 | Painting with synthetic enamel paint of approved brand and manufacture to give an even shade : Two or more coats on new work (13.61.1) | Item-34 | 273 | sqm | Construction of chamber for 100mm sluice plates | item5 | 10 | Nos
35 | Providing and fixing fly proof stainless steel grade 304 wire gauge, to windows and clerestory windows using wire gauge with average width of aperture 1.4 mm in both directions with wire of dia. 0.50 mm all complete.With 2nd class teak wood beading 62X19 mm (9.135.1) | Item-35 | 155 | sqm | 1597.15 |  |  | Excess(+) | 1 | Full Conversion | INR | [40 empty] | #VALUE! | #VALUE! | #VALUE! | 35 | Providing and fixing fly proof stainless steel grade 304 wire gauge, to windows and clerestory windows using wire gauge with average width of aperture 1.4 mm in both directions with wire of dia. 0.50 mm all complete.With 2nd class teak wood beading 62X19 mm (9.135.1) | Item-35 | 155 | sqm | Construction of chamber for 100mm sluice plates | item5 | 10 | Nos
36 | Renewing glass panes, with putty and nails wherever necessary including racking out the old putty: Float glass panes of nominal thickness 5 mm (weight not less than 12.5kg/sqm) (14.5.2) | Item-36 | 155 | sqm | 1416.15 |  |  | Excess(+) | 1 | Full Conversion | INR | [40 empty] | #VALUE! | #VALUE! | #VALUE! | 36 | Renewing glass panes, with putty and nails wherever necessary including racking out the old putty: Float glass panes of nominal thickness 5 mm (weight not less than 12.5kg/sqm) (14.5.2) | Item-36 | 155 | sqm | Construction of chamber for 100mm sluice plates | item5 | 10 | Nos
37 | Providing and fixing factory made single extruded WPC (Wood Polymer Composite) solid door/window/Clerestory windows & other Frames/Chowkhat comprising of virgin PVC polymer of K value 58-60 (Suspension Grade), calcium carbonate and natural fibers (wood powder/ rice husk/wheat husk) and non toxic additives (maximum toxicity index of 12 for 100 gms) fabricated with miter joints after applying PVC solvent cement and screwed with full body threaded star headed SS screws having minimum frame density of 750 kg/cum, screw withdrawal strength of 2200 N (Face) & 1100 N (Edge), minimum compressive strength of 58 N/mm2, modulus of elasticity 900 N/mm2 and resistance to spread of flame of Class A category with property of being termite/borer proof, water/moisture proof and fire retardant and fixed in position with M.S hold fast/lugs/SS dash fasteners of required dia and length complete as per direction of Engineer-In- Charge. (M.S hold fast/lugs or SS dash fasteners shall be paid for separately). Note: For WPC solid door/window frames, minus 5mm tolerance in dimensions i.e depth and width of profile shall be acceptable. Variation in profile dimensions on plus side shall be acceptable but no extra payment on this account shall be made. Frame size 50 x 125 mm (26.86.4) | Item-37 | 188 | Mtr. | 1075.7 |  |  | Excess(+) | 1 | Full Conversion | INR | [40 empty] | #VALUE! | #VALUE! | #VALUE! | 37 | Providing and fixing factory made single extruded WPC (Wood Polymer Composite) solid door/window/Clerestory windows & other Frames/Chowkhat comprising of virgin PVC polymer of K value 58-60 (Suspension Grade), calcium carbonate and natural fibers (wood powder/ rice husk/wheat husk) and non toxic additives (maximum toxicity index of 12 for 100 gms) fabricated with miter joints after applying PVC solvent cement and screwed with full body threaded star headed SS screws having minimum frame density of 750 kg/cum, screw withdrawal strength of 2200 N (Face) & 1100 N (Edge), minimum compressive strength of 58 N/mm2, modulus of elasticity 900 N/mm2 and resistance to spread of flame of Class A category with property of being termite/borer proof, water/moisture proof and fire retardant and fixed in position with M.S hold fast/lugs/SS dash fasteners of required dia and length complete as per direction of Engineer-In- Charge. (M.S hold fast/lugs or SS dash fasteners shall be paid for separately). Note: For WPC solid door/window frames, minus 5mm tolerance in dimensions i.e depth and width of profile shall be acceptable. Variation in profile dimensions on plus side shall be acceptable but no extra payment on this account shall be made. Frame size 50 x 125 mm (26.86.4) | Item-37 | 188 | Mtr. | Construction of chamber for 100mm sluice plates | item5 | 10 | Nos
38 | Providing and fixing factory made single extruded WPC (Wood Polymer Composite) solid board one side white color and other side of board laminted with PVC foil of minimum 14 micron thickness of approved design pasted with hot melt adhesive for cup boards, work stations and bathroom/kitchen cabinet etc. of required sizes comprising of virgin polymer of K value 58-60 (Suspension Grade), calcium carbonate and natural fibers (wood powder/ rice husk/wheat husk) and non toxic additives (maximum toxicity index of 12 for 100 gms) having minimum density of 650 kg/cum and screw withdrawal strength of 1800 N (Face) & 900 N (Edge), minimum compressive strength 50 N/mm2, modulus of elasticity 850 N/mm2 and resistance to spread of flame of Class A category with property of being termite/borer proof, water/moisture proof and fire retardant and fixing with stainless steel piano hinges/soft close clip on concealed hinges of required size with necessary full body threaded star headed counter sunk S.S screws, all as per direction of Engineer-In- Charge. (Note: stainless steel piano hinges/soft close clip on concealed hinges and necessary S.S screws shall be paid separately) 30 mm thick (26.87.1) | Item-38 | 76 | sqm | 4346.7 |  |  | Excess(+) | 1 | Full Conversion | INR | [40 empty] | #VALUE! | #VALUE! | #VALUE! | 38 | Providing and fixing factory made single extruded WPC (Wood Polymer Composite) solid board one side white color and other side of board laminted with PVC foil of minimum 14 micron thickness of approved design pasted with hot melt adhesive for cup boards, work stations and bathroom/kitchen cabinet etc. of required sizes comprising of virgin polymer of K value 58-60 (Suspension Grade), calcium carbonate and natural fibers (wood powder/ rice husk/wheat husk) and non toxic additives (maximum toxicity index of 12 for 100 gms) having minimum density of 650 kg/cum and screw withdrawal strength of 1800 N (Face) & 900 N (Edge), minimum compressive strength 50 N/mm2, modulus of elasticity 850 N/mm2 and resistance to spread of flame of Class A category with property of being termite/borer proof, water/moisture proof and fire retardant and fixing with stainless steel piano hinges/soft close clip on concealed hinges of required size with necessary full body threaded star headed counter sunk S.S screws, all as per direction of Engineer-In- Charge. (Note: stainless steel piano hinges/soft close clip on concealed hinges and necessary S.S screws shall be paid separately) 30 mm thick (26.87.1) | Item-38 | 76 | sqm | Construction of chamber for 100mm sluice plates | item5 | 10 | Nos
39 | Providing and fixing bright finished brass door latch with necessary screws etc. complete : | Item-39 | [52 empty] | 39 | Providing and fixing bright finished brass door latch with necessary screws etc. complete : | Item-39 |  |  | Construction of chamber for 100mm sluices valve | item1 | 10 | 1 Nos
39.1 | 300x16x5 mm (9.75.1) | Item-40 | 12 | Nos | 322.2 |  |  | Excess(+) | 1 | Full Conversion | INR | [40 empty] | #VALUE! | #VALUE! | #VALUE! | 39.1 | 300x16x5 mm (9.75.1) | Item-40 | 12 | Nos | Supplying, Conveying and fixing spls. Including ea | item4 | 10 | Nos
39.2 | 250x16x5 mm (9.75.2) | Item-41 | 24 | Nos | 308 |  |  | Excess(+) | 1 | Full Conversion | INR | [40 empty] | #VALUE! | #VALUE! | #VALUE! | 39.2 | 250x16x5 mm (9.75.2) | Item-41 | 24 | Nos | Supplying, Conveying and fixing spls. Including ea | item4 | 10 | Nos
40 | Providing and fixing bright finished brass tower bolts (barrel type) with necessary screws etc. complete : | Item-42 | [52 empty] | 40 | Providing and fixing bright finished brass tower bolts (barrel type) with necessary screws etc. complete : | Item-42 |  |  | Construction of chamber for 100mm sluices valve | item1 | 10 | 1 Nos
40.1 | 250x10 mm (9.74.1) | Item-43 | 14 | Nos | 441.6 |  |  | Excess(+) | 1 | Full Conversion | INR | [40 empty] | #VALUE! | #VALUE! | #VALUE! | 40.1 | 250x10 mm (9.74.1) | Item-43 | 14 | Nos | Supplying, Conveying and fixing spls. Including ea | item4 | 10 | Nos
40.2 | 200x10 mm (9.74.2) | Item-44 | 30 | Nos | 358.4 |  |  | Excess(+) | 1 | Full Conversion | INR | [40 empty] | #VALUE! | #VALUE! | #VALUE! | 40.2 | 200x10 mm (9.74.2) | Item-44 | 30 | Nos | Supplying, Conveying and fixing spls. Including ea | item4 | 10 | Nos
41 | Providing and fixing bright finished brass handles with screws etc. complete: | Item-45 | [52 empty] | 41 | Providing and fixing bright finished brass handles with screws etc. complete: | Item-45 |  |  | Construction of chamber for 100mm sluices valve | item1 | 10 | 1 Nos
41.1 | 125 mm (9.81.1) | Item-46 | 56 | Nos | 256.65 |  |  | Excess(+) | 1 | Full Conversion | INR | [40 empty] | #VALUE! | #VALUE! | #VALUE! | 41.1 | 125 mm (9.81.1) | Item-46 | 56 | Nos | Supplying, Conveying and fixing spls. Including ea | item4 | 10 | Nos
41.2 | 100 mm (9.81.2) | Item-47 | 60 | Nos | 234.7 |  |  | Excess(+) | 1 | Full Conversion | INR | [40 empty] | #VALUE! | #VALUE! | #VALUE! | 41.2 | 100 mm (9.81.2) | Item-47 | 60 | Nos | Supplying, Conveying and fixing spls. Including ea | item4 | 10 | Nos
42 | Providing and fixing IS : 12817 marked stainless steel butt hinges (heavy weight) with stainless steel screws etc. complete : | Item-48 | [52 empty] | 42 | Providing and fixing IS : 12817 marked stainless steel butt hinges (heavy weight) with stainless steel screws etc. complete : | Item-48 |  |  | Construction of chamber for 100mm sluices valve | item1 | 10 | 1 Nos
42.1 | 125x64x2.50 mm(9.71.1) | Item-49 | 42 | Nos | 129.85 |  |  | Excess(+) | 1 | Full Conversion | INR | [40 empty] | #VALUE! | #VALUE! | #VALUE! | 42.1 | 125x64x2.50 mm(9.71.1) | Item-49 | 42 | Nos | Supplying, Conveying and fixing spls. Including ea | item4 | 10 | Nos
42.2 | 100x60x2.50 mm (9.71.2) | Item-50 | 144 | Nos | 106.35 |  |  | Excess(+) | 1 | Full Conversion | INR | [40 empty] | #VALUE! | #VALUE! | #VALUE! | 42.2 | 100x60x2.50 mm (9.71.2) | Item-50 | 144 | Nos | Supplying, Conveying and fixing spls. Including ea | item4 | 10 | Nos
43 | Providing and fixing ISI marked flush door shutters conforming to IS : 2202 (Part I) non-decorative type, core of block board construction with frame of 1st class hard wood and well matched commercial 3 ply veneering with vertical grains or cross bands and face veneers on both faces of shutters: 30 mm thick including ISI marked Stainless Steel butt hinges with necessary screws(9.21.2) | Item-51 | 47 | sqm | 2172.1 |  |  | Excess(+) | 1 | Full Conversion | INR | [40 empty] | #VALUE! | #VALUE! | #VALUE! | 43 | Providing and fixing ISI marked flush door shutters conforming to IS : 2202 (Part I) non-decorative type, core of block board construction with frame of 1st class hard wood and well matched commercial 3 ply veneering with vertical grains or cross bands and face veneers on both faces of shutters: 30 mm thick including ISI marked Stainless Steel butt hinges with necessary screws(9.21.2) | Item-51 | 47 | sqm | Construction of chamber for 100mm sluice plates | item5 | 10 | Nos
44 | Providing and laying water proofing treatment in sunken portion of WCs, bathroom etc., by applying cement slurry mixed with water proofing cement compound consisting of applying :proofing cement compound @ 0.253 kg/ sqm. This layer will be allowed to air cure for 4 hours. (b) Second layer of slurry of cement @ 0.242 kg/sqm mixed with water proofing cement compound @ 0.126 kg/sqm. This layer will be allowed to air cure for 4 hours followed with water curing for 48 hours. The rate includes preparation of surface, treatment and sealing of all joints, corners, junctions of pipes and masonry with polymer mixed slurry).(22.5) | Item-52 | 246 | sqm | 617.05 |  |  | Excess(+) | 1 | Full Conversion | INR | [40 empty] | #VALUE! | #VALUE! | #VALUE! | 44 | Providing and laying water proofing treatment in sunken portion of WCs, bathroom etc., by applying cement slurry mixed with water proofing cement compound consisting of applying :proofing cement compound @ 0.253 kg/ sqm. This layer will be allowed to air cure for 4 hours. (b) Second layer of slurry of cement @ 0.242 kg/sqm mixed with water proofing cement compound @ 0.126 kg/sqm. This layer will be allowed to air cure for 4 hours followed with water curing for 48 hours. The rate includes preparation of surface, treatment and sealing of all joints, corners, junctions of pipes and masonry with polymer mixed slurry).(22.5) | Item-52 | 246 | sqm | Construction of chamber for 100mm sluice plates | item5 | 10 | Nos
45 | Providing and fixing stainless steel ( Grade 304) railing made of Hollow tubes, channels, plates etc., including welding, grinding, buffing, polishing and making curvature (wherever required) and fitting the same with necessary stainless steel nuts and bolts complete, i/c fixing the railing with necessary accessories & stainless steel dash fasteners , stainless steel bolts etc., of required size, on the top of the floor or the side of waist slab with suitable arrangement as per approval of Engineer-incharge, (for payment purpose only weight of stainless steel members shall be considered excluding fixing accessories such as nuts, bolts, fasteners etc.). (10.28) | Item-53 | 124 | Kg | 772.4 |  |  | Excess(+) | 1 | Full Conversion | INR | [40 empty] | #VALUE! | #VALUE! | #VALUE! | 45 | Providing and fixing stainless steel ( Grade 304) railing made of Hollow tubes, channels, plates etc., including welding, grinding, buffing, polishing and making curvature (wherever required) and fitting the same with necessary stainless steel nuts and bolts complete, i/c fixing the railing with necessary accessories & stainless steel dash fasteners , stainless steel bolts etc., of required size, on the top of the floor or the side of waist slab with suitable arrangement as per approval of Engineer-incharge, (for payment purpose only weight of stainless steel members shall be considered excluding fixing accessories such as nuts, bolts, fasteners etc.). (10.28) | Item-53 | 124 | Kg | Construction of chamber for 100mm sluice plates | item5 | 10 | Nos
46 | Excavating trenches by mechinical / manual means of required width for pipes, cables, etc including excavation for sockets, and dressing of sides, ramming of bottoms, for all depth, including getting out the excavated soil, and then returning the soil as required, in layers not exceeding 20 cm in depth, including consolidating each deposited layer by ramming, watering, etc. and disposing of surplus excavated soil as directed, within a lead of 50 m : All kinds of soil Pipes, cables etc. exceeding 80 mm dia. but not exceeding 300 mm dia (2.10.1.2 ) | Item-54 | 200 | Mtr | 352.15 |  |  | Excess(+) | 1 | Full Conversion | INR | [40 empty] | #VALUE! | #VALUE! | #VALUE! | 46 | Excavating trenches by mechinical / manual means of required width for pipes, cables, etc including excavation for sockets, and dressing of sides, ramming of bottoms, for all depth, including getting out the excavated soil, and then returning the soil as required, in layers not exceeding 20 cm in depth, including consolidating each deposited layer by ramming, watering, etc. and disposing of surplus excavated soil as directed, within a lead of 50 m : All kinds of soil Pipes, cables etc. exceeding 80 mm dia. but not exceeding 300 mm dia (2.10.1.2 ) | Item-54 | 200 | Mtr | Construction of chamber for 100mm sluice plates | item5 | 10 | Nos
47 | Providing, laying and jointing glazed stoneware pipes class SP-1 with stiff mixture of cement mortar in the proportion of 1:1 (1 cement : 1 fine sand) including testing of joints etc. complete : 150 mm diameter (19.1.2) | Item-55 | 200 | Mtr | 695.8 |  |  | Excess(+) | 1 | Full Conversion | INR | [40 empty] | #VALUE! | #VALUE! | #VALUE! | 47 | Providing, laying and jointing glazed stoneware pipes class SP-1 with stiff mixture of cement mortar in the proportion of 1:1 (1 cement : 1 fine sand) including testing of joints etc. complete : 150 mm diameter (19.1.2) | Item-55 | 200 | Mtr | Construction of chamber for 100mm sluice plates | item5 | 10 | Nos
48 | Providing and laying cement concrete 1:5:10 (1 cement : 5 coarse sand : 10 graded stone aggregate 40 mm nominal size) up to haunches of S.W. pipes including bed concrete as per standard design : 150 mm diameter S.W. pipe (19.3.2) | Item-56 | 200 | Mtr | 743.1 |  |  | Excess(+) | 1 | Full Conversion | INR | [40 empty] | #VALUE! | #VALUE! | #VALUE! | 48 | Providing and laying cement concrete 1:5:10 (1 cement : 5 coarse sand : 10 graded stone aggregate 40 mm nominal size) up to haunches of S.W. pipes including bed concrete as per standard design : 150 mm diameter S.W. pipe (19.3.2) | Item-56 | 200 | Mtr | Construction of chamber for 100mm sluice plates | item5 | 10 | Nos
49 | Constructing brick masonry chamber for underground C.I. inspection chamber and bends with 75 class designation bricks in cement mortar 1:4 (1 cement : 4 coarse sand) C.I. cover with frame (light duty) 455 x 610mm internal dimensions, total weight of cover with frame to be not less than 38 kg (weight of cover 23 kg and weight of frame 15 kg) R.C.C. top slab with 1:2:4 mix (1 cement :2 coarse sand : 4 graded stone aggregate 20 mm nominal size) foundation concrete 1:5:10 (1 cement : 5 fine sand : 10 graded stone aggregate 40 mm nominal size), inside plastering 12 mm thick with cement mortar 1:3 (1 cement : 3 coarse sand) finished smooth with a floating coat of neat cement on walls and bed concrete etc. complete as per standard design: Inside dimensions 455x610 mm and 45 cm deep for single pipe line- With F.P.S. bricks (19.30.1.1) | Item-57 | 8 | Nos | 6937.9 |  |  | Excess(+) | 1 | Full Conversion | INR | [40 empty] | #VALUE! | #VALUE! | #VALUE! | 49 | Constructing brick masonry chamber for underground C.I. inspection chamber and bends with 75 class designation bricks in cement mortar 1:4 (1 cement : 4 coarse sand) C.I. cover with frame (light duty) 455 x 610mm internal dimensions, total weight of cover with frame to be not less than 38 kg (weight of cover 23 kg and weight of frame 15 kg) R.C.C. top slab with 1:2:4 mix (1 cement :2 coarse sand : 4 graded stone aggregate 20 mm nominal size) foundation concrete 1:5:10 (1 cement : 5 fine sand : 10 graded stone aggregate 40 mm nominal size), inside plastering 12 mm thick with cement mortar 1:3 (1 cement : 3 coarse sand) finished smooth with a floating coat of neat cement on walls and bed concrete etc. complete as per standard design: Inside dimensions 455x610 mm and 45 cm deep for single pipe line- With F.P.S. bricks (19.30.1.1) | Item-57 | 8 | Nos | Construction of chamber for 100mm sluice plates | item5 | 10 | Nos
50 | Constructing masonry Chamber 60x60x75 cm inside, in brick work in cement mortar 1:4 (1 cement : 4 coarse sand) for sluice valve, with C.I. surface box 100mm top diameter, 160 mm bottom diameter and 180 mm deep ( inside) with chained lid and RCC top slab 1:2:4 mix (1 cement : 2 coarse sand : 4 graded stone aggregate 20mm nominal size ) , i/c necessary excavation, foundation concrete 1:5:10 (1 cement : 5 fine sand : 10 graded stone aggregate 40 mm nominal size) and inside plastering with cement mortar 1:3 (1 cement : 3 coarse sand) 12 mm thick, finished with a floating coat of neat cement complete as per standard design : With common burnt clay F.P.S.(non modular) bricks of class designation 7.5 (18.33.1) | Item-58 | 24 | Nos | 10862.4 |  |  | Excess(+) | 1 | Full Conversion | INR | [40 empty] | #VALUE! | #VALUE! | #VALUE! | 50 | Constructing masonry Chamber 60x60x75 cm inside, in brick work in cement mortar 1:4 (1 cement : 4 coarse sand) for sluice valve, with C.I. surface box 100mm top diameter, 160 mm bottom diameter and 180 mm deep ( inside) with chained lid and RCC top slab 1:2:4 mix (1 cement : 2 coarse sand : 4 graded stone aggregate 20mm nominal size ) , i/c necessary excavation, foundation concrete 1:5:10 (1 cement : 5 fine sand : 10 graded stone aggregate 40 mm nominal size) and inside plastering with cement mortar 1:3 (1 cement : 3 coarse sand) 12 mm thick, finished with a floating coat of neat cement complete as per standard design : With common burnt clay F.P.S.(non modular) bricks of class designation 7.5 (18.33.1) | Item-58 | 24 | Nos | Construction of chamber for 100mm sluice plates | item5 | 10 | Nos
51 | Constructing masonry Chamber 60x45x50 cm inside, in brick work in cement mortar 1:4 (1 cement : 4 coarse sand) for water meter complete with C.I. double flap surface box 400x200x200 mm (inside) with locking arrangement and RCC top slab 1:2:4 mix (1 cement : 2 coarse sand : 4 graded stone aggregate 20 mm nominal size) , i/c necessary excavation, foundation concrete 1:5:10 ( 1 cement : 5 fine sand:10 graded stone aggregate 40 mm nominal size) and inside plastering with cement mortar 1:3 (1 cement : 3 coarse sand) 12 mm thick, finished with a floating coat of neat cement complete as per standard design : With common burnt clay F.P.S.(non modular) bricks of class designation 7.5 (18.37.1) | Item-59 | 6 | Nos | 9698.55 |  |  | Excess(+) | 1 | Full Conversion | INR | [40 empty] | #VALUE! | #VALUE! | #VALUE! | 51 | Constructing masonry Chamber 60x45x50 cm inside, in brick work in cement mortar 1:4 (1 cement : 4 coarse sand) for water meter complete with C.I. double flap surface box 400x200x200 mm (inside) with locking arrangement and RCC top slab 1:2:4 mix (1 cement : 2 coarse sand : 4 graded stone aggregate 20 mm nominal size) , i/c necessary excavation, foundation concrete 1:5:10 ( 1 cement : 5 fine sand:10 graded stone aggregate 40 mm nominal size) and inside plastering with cement mortar 1:3 (1 cement : 3 coarse sand) 12 mm thick, finished with a floating coat of neat cement complete as per standard design : With common burnt clay F.P.S.(non modular) bricks of class designation 7.5 (18.37.1) | Item-59 | 6 | Nos | Construction of chamber for 100mm sluice plates | item5 | 10 | Nos
52 | Earth work in excavation by mechanical means (Hydraulic excavator)/ manual means in foundation trenches or drains (not exceeding 1.5 m in width or 10 sqm on plan) including dressing of sides and ramming of bottoms, lift upto 1.5 m, including getting out the excavated soil and disposal of surplus excavated soil as directed, within a lead of 50m All kinds of soil. (2.8.1) | Item-60 | 44 | Cum | 260.3 |  |  | Excess(+) | 1 | Full Conversion | INR | [40 empty] | #VALUE! | #VALUE! | #VALUE! | 52 | Earth work in excavation by mechanical means (Hydraulic excavator)/ manual means in foundation trenches or drains (not exceeding 1.5 m in width or 10 sqm on plan) including dressing of sides and ramming of bottoms, lift upto 1.5 m, including getting out the excavated soil and disposal of surplus excavated soil as directed, within a lead of 50m All kinds of soil. (2.8.1) | Item-60 | 44 | Cum | Construction of chamber for 100mm sluice plates | item5 | 10 | Nos
53 | Providing and laying in position cement concrete of specified grade excluding the cost of centering and shuttering - All work up to plinth level : 1:5:10 (1 cement : 5 coarse sand : 10 graded stone aggregate 40 mm nominal size)(4.1.10) | Item-61 | 10 | Cum | 6518.6 |  |  | Excess(+) | 1 | Full Conversion | INR | [40 empty] | #VALUE! | #VALUE! | #VALUE! | 53 | Providing and laying in position cement concrete of specified grade excluding the cost of centering and shuttering - All work up to plinth level : 1:5:10 (1 cement : 5 coarse sand : 10 graded stone aggregate 40 mm nominal size)(4.1.10) | Item-61 | 10 | Cum | Construction of chamber for 100mm sluice plates | item5 | 10 | Nos
54 | Brick work with common burnt clay F.P.S. (non modular) bricks of class designation 7.5 in foundation and plinth in: Cement mortar 1:6 (1 cement : 6 coarse sand) (6.1.2) | Item-62 | 12 | Cum | 7132.25 |  |  | Excess(+) | 1 | Full Conversion | INR | [40 empty] | #VALUE! | #VALUE! | #VALUE! | 54 | Brick work with common burnt clay F.P.S. (non modular) bricks of class designation 7.5 in foundation and plinth in: Cement mortar 1:6 (1 cement : 6 coarse sand) (6.1.2) | Item-62 | 12 | Cum | Construction of chamber for 100mm sluice plates | item5 | 10 | Nos
55 | Brick work with common burnt clay F.P.S. (non modular) bricks of class designation 7.5 in superstructure above plinth level up to floor V level in all shapes and sizes in : Cement mortar 1:6 (1 cement : 6 coarse sand) (6.4.2 ) | Item-63 | 9 | Cum | 9105.95 |  |  | Excess(+) | 1 | Full Conversion | INR | [40 empty] | #VALUE! | #VALUE! | #VALUE! | 55 | Brick work with common burnt clay F.P.S. (non modular) bricks of class designation 7.5 in superstructure above plinth level up to floor V level in all shapes and sizes in : Cement mortar 1:6 (1 cement : 6 coarse sand) (6.4.2 ) | Item-63 | 9 | Cum | Construction of chamber for 100mm sluice plates | item5 | 10 | Nos
56 | Surface dressing of the ground including removing vegetation and inequalities not exceeding 15 cm deep and disposal of rubbish, lead upto 50 m and lift upto 1.5 m. All kinds of soil (2.28.1) | Item-64 | 110 | Sqm | 34.15 |  |  | Excess(+) | 1 | Full Conversion | INR | [40 empty] | #VALUE! | #VALUE! | #VALUE! | 56 | Surface dressing of the ground including removing vegetation and inequalities not exceeding 15 cm deep and disposal of rubbish, lead upto 50 m and lift upto 1.5 m. All kinds of soil (2.28.1) | Item-64 | 110 | Sqm | Supplying, Conveying and fixing spls. Including eart | item1 | 123.223 | Nos
57 | Steel work welded in built up sections/ framed work, including cutting, hoisting, fixing in position and applying a priming coat of approved steel primer using structural steel etc. as required. In gratings, frames, guard bar, ladder, railings, brackets, gates and similar works (10.25.2) | Item-65 | 2985 | kg | 172.6 |  |  | Excess(+) | 1 | Full Conversion | INR | [40 empty] | #VALUE! | #VALUE! | #VALUE! | 57 | Steel work welded in built up sections/ framed work, including cutting, hoisting, fixing in position and applying a priming coat of approved steel primer using structural steel etc. as required. In gratings, frames, guard bar, ladder, railings, brackets, gates and similar works (10.25.2) | Item-65 | 2985 | kg | Construction of chamber for 100mm sluice plates | item2 | 213 | Nos
58 | Finishing walls with Acrylic Smooth exterior paint of required shade : Old work (Two or more coat applied @ 1.67 ltr/ 10 sqm) on existing cement paint surface (13.111.1) | Item-66 | 2263 | Sqm | 120.75 |  |  | Excess(+) | 1 | Full Conversion | INR | [40 empty] | #VALUE! | #VALUE! | #VALUE! | 58 | Finishing walls with Acrylic Smooth exterior paint of required shade : Old work (Two or more coat applied @ 1.67 ltr/ 10 sqm) on existing cement paint surface (13.111.1) | Item-66 | 2263 | Sqm | Construction of chamber for 100mm sluices valve | item3 | 10 | Nos
59 | Painting with aluminium paint of approved brand and manufacture to give an even shade: One or more coats on old work (13.100.1) | Item-67 | 140 | Sqm | 96 |  |  | Excess(+) | 1 | Full Conversion | INR | [40 empty] | #VALUE! | #VALUE! | #VALUE! | 59 | Painting with aluminium paint of approved brand and manufacture to give an even shade: One or more coats on old work (13.100.1) | Item-67 | 140 | Sqm | Supplying, Conveying and fixing spls. Including ea | item4 | 10 | Nos
60 | Painting with synthetic enamel paint of approved brand and manufacture of required colour to give an even shade : One or more coats on old work (13.99.1) | Item-68 | 161 | Sqm | 102.8 |  |  | Excess(+) | 1 | Full Conversion | INR | [40 empty] | #VALUE! | #VALUE! | #VALUE! | 60 | Painting with synthetic enamel paint of approved brand and manufacture of required colour to give an even shade : One or more coats on old work (13.99.1) | Item-68 | 161 | Sqm | Supplying, Conveying and fixing spls. Including eart | item1 | 123.223 | Nos
61 | Providing and fixing precoated galvanised iron profile sheets (size, shape and pitch of corrugation as approved by Engineer-in-Charge) of total coated thickness 0.50 mm (base metal of minimum 0.45 mm thickness with total coating thickness of 0.05mm) with zinc coating 120 grams per sqm as per IS: 277, in 240 mpa steel grade, 5-7 microns epoxy primer on both side of the sheet and polyester top coat 15-18 microns. Sheet should have protective guard film of 25 microns minimum to avoid scratches during transportation and should be supplied in single length upto 12 metre or as desired by Engineer-in-charge. The sheet shall be fixed using self drilling /self tapping screws of size (5.5x 55 mm) with EPDM seal, complete upto any pitch in horizontal/ vertical or curved surfaces, excluding the cost of purlins, rafters and trusses and including cutting to size and shape wherever required.(12.50) | Item-69 | 131 | Sqm | 738.65 |  |  | Excess(+) | 1 | Full Conversion | INR | [40 empty] | #VALUE! | #VALUE! | #VALUE! | 61 | Providing and fixing precoated galvanised iron profile sheets (size, shape and pitch of corrugation as approved by Engineer-in-Charge) of total coated thickness 0.50 mm (base metal of minimum 0.45 mm thickness with total coating thickness of 0.05mm) with zinc coating 120 grams per sqm as per IS: 277, in 240 mpa steel grade, 5-7 microns epoxy primer on both side of the sheet and polyester top coat 15-18 microns. Sheet should have protective guard film of 25 microns minimum to avoid scratches during transportation and should be supplied in single length upto 12 metre or as desired by Engineer-in-charge. The sheet shall be fixed using self drilling /self tapping screws of size (5.5x 55 mm) with EPDM seal, complete upto any pitch in horizontal/ vertical or curved surfaces, excluding the cost of purlins, rafters and trusses and including cutting to size and shape wherever required.(12.50) | Item-69 | 131 | Sqm | Construction of chamber for 100mm sluice plates | item2 | 213 | Nos
62 | Providing and fixing 1 mm thick M.S. sheet door with frame of 40x40x6 mm angle iron and 3 mm M.S. gusset plates at the junctions and corners, all necessary fittings complete, including applying a priming coat of approved steel primer. Using M.S. angels 40x40x6 mm for diagonal braces (10.5.1) | Item-70 | 10 | Sqm | 5804.35 |  |  | Excess(+) | 1 | Full Conversion | INR | [40 empty] | #VALUE! | #VALUE! | #VALUE! | 62 | Providing and fixing 1 mm thick M.S. sheet door with frame of 40x40x6 mm angle iron and 3 mm M.S. gusset plates at the junctions and corners, all necessary fittings complete, including applying a priming coat of approved steel primer. Using M.S. angels 40x40x6 mm for diagonal braces (10.5.1) | Item-70 | 10 | Sqm | Construction of chamber for 100mm sluices valve | item3 | 10 | Nos
63 | Providing and fixing factory made uPVC glazed/wire mesh windows/doors comprising of lead free uPVC multi-chambered frame, sash and mullion/coupler (where ever required) extruded profiles having minimum wall thickness of 1.70 mm for Series R1 and R2 profiles and 2.10 mm for Series R3 and R4 profiles conforming to EN: 12608 in any shape, colour and design duly reinforced with galvanized mild steel section made of required shape & size as per CPWD Specification, uPVC extruded glazing beads, interlocks and Inline sash adaptor (where ever required) of appropriate dimension, EPDM gasket, hardware, SS 304 grade fasteners of minimum 8 mm dia with countersunk head, comprising of matching polyamide PA6 grade sleeve for fixing frame to finished wall as per IS 1367 : Part 1 to 14, plastic packers, plastic caps and necessary stainless steel screws etc. Profile of frame, sash & mullion (if required) shall be mitred cut and fusion welded/mechanically jointed duly sealed at all corners, including drilling of holes for fixing hardware and drainage of water etc. After fixing frame the gap between frame and adjacent finished wall shall be filled with weather proof silicon sealant over backer rod of approved size and quality, all complete as per approved drawing conforming to CPWD specification & direction of Engineer-in-Charge. Section of steel reinforcement and cross sections of uPVC profiles to be as per design approved by Engineer-in-Charge. Wire mesh / Glazing of plain/ toughened/ laminated/ double glass unit with / without high performance coatings as per design requirements and conforming to IS: 3548 & IS: 16231 shall be paid separately. | Item-71 | [52 empty] | 63 | Providing and fixing factory made uPVC glazed/wire mesh windows/doors comprising of lead free uPVC multi-chambered frame, sash and mullion/coupler (where ever required) extruded profiles having minimum wall thickness of 1.70 mm for Series R1 and R2 profiles and 2.10 mm for Series R3 and R4 profiles conforming to EN: 12608 in any shape, colour and design duly reinforced with galvanized mild steel section made of required shape & size as per CPWD Specification, uPVC extruded glazing beads, interlocks and Inline sash adaptor (where ever required) of appropriate dimension, EPDM gasket, hardware, SS 304 grade fasteners of minimum 8 mm dia with countersunk head, comprising of matching polyamide PA6 grade sleeve for fixing frame to finished wall as per IS 1367 : Part 1 to 14, plastic packers, plastic caps and necessary stainless steel screws etc. Profile of frame, sash & mullion (if required) shall be mitred cut and fusion welded/mechanically jointed duly sealed at all corners, including drilling of holes for fixing hardware and drainage of water etc. After fixing frame the gap between frame and adjacent finished wall shall be filled with weather proof silicon sealant over backer rod of approved size and quality, all complete as per approved drawing conforming to CPWD specification & direction of Engineer-in-Charge. Section of steel reinforcement and cross sections of uPVC profiles to be as per design approved by Engineer-in-Charge. Wire mesh / Glazing of plain/ toughened/ laminated/ double glass unit with / without high performance coatings as per design requirements and conforming to IS: 3548 & IS: 16231 shall be paid separately. | Item-71 |  |  | Construction of chamber for 100mm sluices valve | item1 | 10 | 1 Nos
63.1 | Fixed window / ventilator without mullion / transom. Using R1 series with frame (33mm & above ) x (35mm & above). (Height upto 0.90 metre) (9.147.C1.1) | Item-72 | 17 | sqm | 8247.25 |  |  | Excess(+) | 1 | Full Conversion | INR | [40 empty] | #VALUE! | #VALUE! | #VALUE! | 63.1 | Fixed window / ventilator without mullion / transom. Using R1 series with frame (33mm & above ) x (35mm & above). (Height upto 0.90 metre) (9.147.C1.1) | Item-72 | 17 | sqm | Supplying, Conveying and fixing spls. Including ea | item4 | 10 | Nos
63.2 | Three track three panels sliding door with two glazed & one wire mesh panels with Aluminium channel for roller track, wool pile, zinc alloy (zamak) powder coated handle on two panels along with multi-point locking system, adjustable nylon rollers with SS 304 body.Using R3 series with frame (98mm & above) x (40mm & above) & both glazed and fly screen sash (30mm & above) x (74mm & above). (Height upto 2.5 metre). (9.147.B3.1) | Item-73 | 47 | sqm | 10078.95 |  |  | Excess(+) | 1 | Full Conversion | INR | [40 empty] | #VALUE! | #VALUE! | #VALUE! | 63.2 | Three track three panels sliding door with two glazed & one wire mesh panels with Aluminium channel for roller track, wool pile, zinc alloy (zamak) powder coated handle on two panels along with multi-point locking system, adjustable nylon rollers with SS 304 body.Using R3 series with frame (98mm & above) x (40mm & above) & both glazed and fly screen sash (30mm & above) x (74mm & above). (Height upto 2.5 metre). (9.147.B3.1) | Item-73 | 47 | sqm | Supplying, Conveying and fixing spls. Including ea | item4 | 10 | Nos
64 | Providing and fixing M.S. grills of required pattern in frames of windows etc. with M.S. flats, square or round bars etc. including priming coat with approved steel primer all complete. Fixed to steel windows by welding (9.48.1) | Item-74 | 1284 | kg | 219.1 |  |  | Excess(+) | 1 | Full Conversion | INR | [40 empty] | #VALUE! | #VALUE! | #VALUE! | 64 | Providing and fixing M.S. grills of required pattern in frames of windows etc. with M.S. flats, square or round bars etc. including priming coat with approved steel primer all complete. Fixed to steel windows by welding (9.48.1) | Item-74 | 1284 | kg | Supplying, Conveying and fixing spls. Including ea | item4 | 10 | Nos
65 | Steel reinforcement for R.C.C. work including straightening, cutting, bending, placing in position and binding all complete above plinth level. Thermo-Mechanically Treated bars of grade Fe-500D or more.( 5.22A.6 ) | Item-75 | 700 | Kg | 107.85 |  |  | Excess(+) | 1 | Full Conversion | INR | [40 empty] | #VALUE! | #VALUE! | #VALUE! | 65 | Steel reinforcement for R.C.C. work including straightening, cutting, bending, placing in position and binding all complete above plinth level. Thermo-Mechanically Treated bars of grade Fe-500D or more.( 5.22A.6 ) | Item-75 | 700 | Kg | Supplying, Conveying and fixing spls. Including eart | item1 | 123.223 | Nos
66 | Finishing walls with Acrylic Smooth exterior paint of required shade : New work (Two or more coat applied @ 1.67 ltr/10 sqm over and including priming coat of exterior primer applied @ 2.20 kg/ 10 sqm (13.46.1) | Item-76 | 100 | sqm | 160.6 |  |  | Excess(+) | 1 | Full Conversion | INR | [40 empty] | #VALUE! | #VALUE! | #VALUE! | 66 | Finishing walls with Acrylic Smooth exterior paint of required shade : New work (Two or more coat applied @ 1.67 ltr/10 sqm over and including priming coat of exterior primer applied @ 2.20 kg/ 10 sqm (13.46.1) | Item-76 | 100 | sqm | Construction of chamber for 100mm sluice plates | item2 | 213 | Nos
67 | Providing and fixing G.I. pipes complete with G.I. fittings including trenching and refilling etc. External work50 mm dia nominal bore (18.12.6 ) | Item-77 | 39 | Mtr | 762.15 |  |  | Excess(+) | 1 | Full Conversion | INR | [40 empty] | #VALUE! | #VALUE! | #VALUE! | 67 | Providing and fixing G.I. pipes complete with G.I. fittings including trenching and refilling etc. External work50 mm dia nominal bore (18.12.6 ) | Item-77 | 39 | Mtr | Construction of chamber for 100mm sluices valve | item3 | 10 | Nos
68 | Structural steel work riveted, bolted or welded in built up sections, trusses and framed work, including cutting, hoisting, fixing in position and applying a priming coat of approved steel primer all complete.( 10.2) | Item-78 | 458 | kg | 133.7 |  |  | Excess(+) | 1 | Full Conversion | INR | [40 empty] | #VALUE! | #VALUE! | #VALUE! | 68 | Structural steel work riveted, bolted or welded in built up sections, trusses and framed work, including cutting, hoisting, fixing in position and applying a priming coat of approved steel primer all complete.( 10.2) | Item-78 | 458 | kg | Supplying, Conveying and fixing spls. Including eart | item1 | 123.223 | Nos
69 | Providing and fixing G.I. chain link fabric fencing of required width in mesh size 50x50 mm including strengthening with 2 mm dia wire or nuts, bolts and washers as required complete as per the direction of Engineer-in-charge. Made of G.I. wire of dia 4 mm (16.70.1) | Item-79 | 138 | Sqm | 1017.8 |  |  | Excess(+) | 1 | Full Conversion | INR | [40 empty] | #VALUE! | #VALUE! | #VALUE! | 69 | Providing and fixing G.I. chain link fabric fencing of required width in mesh size 50x50 mm including strengthening with 2 mm dia wire or nuts, bolts and washers as required complete as per the direction of Engineer-in-charge. Made of G.I. wire of dia 4 mm (16.70.1) | Item-79 | 138 | Sqm | Construction of chamber for 100mm sluice plates | item2 | 213 | Nos
70 | Reinforced cement concrete work in beams, suspended floors, roofs having slope up to 15° landings, balconies, shelves, chajjas, lintels, bands, plain window sills, staircases and spiral stair cases above plinth level up to floor five level, excluding the cost of centering, shuttering, finishing and reinforcement, with 1:1.5:3 (1 cement : 1.5 coarse sand (zone-III) : 3 graded stone aggregate 20 mm nominal size). (5.3) | Item-80 | 4 | cum | 11505.5 |  |  | Excess(+) | 1 | Full Conversion | INR | [40 empty] | #VALUE! | #VALUE! | #VALUE! | 70 | Reinforced cement concrete work in beams, suspended floors, roofs having slope up to 15° landings, balconies, shelves, chajjas, lintels, bands, plain window sills, staircases and spiral stair cases above plinth level up to floor five level, excluding the cost of centering, shuttering, finishing and reinforcement, with 1:1.5:3 (1 cement : 1.5 coarse sand (zone-III) : 3 graded stone aggregate 20 mm nominal size). (5.3) | Item-80 | 4 | cum | Construction of chamber for 100mm sluices valve | item3 | 10 | Nos
71 | Centering and shuttering including strutting, propping etc. and removal of form for :Suspended floors, roofs, landings, balconies and access platform (5.9.3) | Item-81 | 28 | sqm | 927.25 |  |  | Excess(+) | 1 | Full Conversion | INR | [40 empty] | #VALUE! | #VALUE! | #VALUE! | 71 | Centering and shuttering including strutting, propping etc. and removal of form for :Suspended floors, roofs, landings, balconies and access platform (5.9.3) | Item-81 | 28 | sqm | Construction of chamber for 100mm sluice plates | item5 | 10 | Nos
72 | Providing & Applying polymer modified, flexible cementatious negative side waterproofing coating with elastic waterproofing polymers on interior wall plaster surface in three coats @14.35 kg /10 sqm. one coat of self priming of cementatious waterproofing polymer(dilution with water in the ratio of 1:1) and two coats of cementatious waterproofing polymer (dilution with water in the ratio of 3:1 ) after scrapping and properly cleaning the surface to remove pre-existing paint film & loose particles till plaster is visible, complete in all respect as per the direction of Engineer-in-Charge.(22.23A) | Item-82 | 186 | sqm | 447.35 |  |  | Excess(+) | 1 | Full Conversion | INR | [40 empty] | #VALUE! | #VALUE! | #VALUE! | 72 | Providing & Applying polymer modified, flexible cementatious negative side waterproofing coating with elastic waterproofing polymers on interior wall plaster surface in three coats @14.35 kg /10 sqm. one coat of self priming of cementatious waterproofing polymer(dilution with water in the ratio of 1:1) and two coats of cementatious waterproofing polymer (dilution with water in the ratio of 3:1 ) after scrapping and properly cleaning the surface to remove pre-existing paint film & loose particles till plaster is visible, complete in all respect as per the direction of Engineer-in-Charge.(22.23A) | Item-82 | 186 | sqm | Construction of chamber for 100mm sluice plates | item5 | 10 | Nos
73 | Providing and fixing tiled false ceiling of specified materials of size 595x595 mm in true horizontal level, suspended on inter locking metal grid of hot dipped galvanized steel sections ( galvanized @ 120 grams/ sqm, both side inclusive) consisting of main “T” runner with suitably spaced joints to get required length and of size 24x38 mm made from 0.30 mm thick (minimum) sheet, spaced at 1200 mm center to center and cross “T” of size 24x25 mm made of 0.30 mm thick (minimum) sheet, 1200 mm long spaced between main “T” at 600 mm center to center to form a grid of 1200x600 mm and secondary cross “T” of length 600 mm and size 24x25 mm made of 0.30 mm thick (minimum) sheet to be interlocked at middle of the 1200x600 mm panel to form grids of 600x600 mm and wall angle of size 24x24x0.3 mm and laying false ceiling tiles of approved texture in the grid including, required cutting/making, opening for services like diffusers, grills, light fittings, fixtures, smoke detectors etc. Main “T” runners to be suspended from ceiling using GI slotted cleats of size 27 x 37 x 25 x1.6 mm fixed to ceiling with 12.5 mm dia and 50 mm long dash fasteners, 4 mm GI adjustable rods with galvanised butterfly level clips of size 85 x 30 x 0.8 mm spaced at 1200 mm center to center along main T, bottom exposed width of 24 mm of all T-sections shall be pre-painted with polyester paint, all complete for all heights as per specifications, drawings and as directed by Engineer-in-charge. GI Metal Ceiling Lay in plain Tegular edge Global white color tiles of size 595x595 mm, and 0.5 mm thick with 8 mm drop; made of G I sheet having galvanizing of 100 gms/sqm (both sides inclusive) and electro statically polyester powder coated of thickness 60 microns (minimum), including factory painted after bending.(12.52.1) | Item-83 | 113 | sqm | 1902.95 |  |  | Excess(+) | 1 | Full Conversion | INR | [40 empty] | #VALUE! | #VALUE! | #VALUE! | 73 | Providing and fixing tiled false ceiling of specified materials of size 595x595 mm in true horizontal level, suspended on inter locking metal grid of hot dipped galvanized steel sections ( galvanized @ 120 grams/ sqm, both side inclusive) consisting of main “T” runner with suitably spaced joints to get required length and of size 24x38 mm made from 0.30 mm thick (minimum) sheet, spaced at 1200 mm center to center and cross “T” of size 24x25 mm made of 0.30 mm thick (minimum) sheet, 1200 mm long spaced between main “T” at 600 mm center to center to form a grid of 1200x600 mm and secondary cross “T” of length 600 mm and size 24x25 mm made of 0.30 mm thick (minimum) sheet to be interlocked at middle of the 1200x600 mm panel to form grids of 600x600 mm and wall angle of size 24x24x0.3 mm and laying false ceiling tiles of approved texture in the grid including, required cutting/making, opening for services like diffusers, grills, light fittings, fixtures, smoke detectors etc. Main “T” runners to be suspended from ceiling using GI slotted cleats of size 27 x 37 x 25 x1.6 mm fixed to ceiling with 12.5 mm dia and 50 mm long dash fasteners, 4 mm GI adjustable rods with galvanised butterfly level clips of size 85 x 30 x 0.8 mm spaced at 1200 mm center to center along main T, bottom exposed width of 24 mm of all T-sections shall be pre-painted with polyester paint, all complete for all heights as per specifications, drawings and as directed by Engineer-in-charge. GI Metal Ceiling Lay in plain Tegular edge Global white color tiles of size 595x595 mm, and 0.5 mm thick with 8 mm drop; made of G I sheet having galvanizing of 100 gms/sqm (both sides inclusive) and electro statically polyester powder coated of thickness 60 microns (minimum), including factory painted after bending.(12.52.1) | Item-83 | 113 | sqm | Supplying, Conveying and fixing spls. Including ea | item4 | 10 | Nos
74 | Providing and fixing shielded coupling for Hubless centrifugally cast iron pipe 100 mm dia SS 304 grade coupling with EPDM rubber gasket (17.57A.1.1) | Item-84 | 60 | Nos. | 432.05 |  |  | Excess(+) | 1 | Full Conversion | INR | [40 empty] | #VALUE! | #VALUE! | #VALUE! | 74 | Providing and fixing shielded coupling for Hubless centrifugally cast iron pipe 100 mm dia SS 304 grade coupling with EPDM rubber gasket (17.57A.1.1) | Item-84 | 60 | Nos. | Supplying, Conveying and fixing spls. Including ea | item4 | 10 | Nos
75 | Providing and fixing bend of required degree with access door, insertion rubber washer 3 mm thick, bolts and nuts complete. 100 mm dia Hubless centrifugally cast (spun) iron epoxy coated inside & outside as per IS:15905 (17.38.1.3) | Item-85 | 60 | Nos. | 567.2 |  |  | Excess(+) | 1 | Full Conversion | INR | [40 empty] | #VALUE! | #VALUE! | #VALUE! | 75 | Providing and fixing bend of required degree with access door, insertion rubber washer 3 mm thick, bolts and nuts complete. 100 mm dia Hubless centrifugally cast (spun) iron epoxy coated inside & outside as per IS:15905 (17.38.1.3) | Item-85 | 60 | Nos. | Construction of chamber for 100mm sluice plates | item5 | 10 | Nos
76 | Providing and fixing plain bend of required degree. 100 mm dia Hubless centrifugally cast (spun) iron pipes epoxy coated inside & outside IS:15905 (17.39.1.3) | Item-86 | 20 | Nos. | 368 |  |  | Excess(+) | 1 | Full Conversion | INR | [40 empty] | #VALUE! | #VALUE! | #VALUE! | 76 | Providing and fixing plain bend of required degree. 100 mm dia Hubless centrifugally cast (spun) iron pipes epoxy coated inside & outside IS:15905 (17.39.1.3) | Item-86 | 20 | Nos. | Construction of chamber for 100mm sluice plates | item5 | 10 | Nos
77 | Providing and fixing M.S. stays and clamps for sand cast iron/ centrifugally cast (spun) iron pipes of diameter : 100 mm (17.59.1 ) | Item-87 | 60 | Nos. | 139.7 |  |  | Excess(+) | 1 | Full Conversion | INR | [40 empty] | #VALUE! | #VALUE! | #VALUE! | 77 | Providing and fixing M.S. stays and clamps for sand cast iron/ centrifugally cast (spun) iron pipes of diameter : 100 mm (17.59.1 ) | Item-87 | 60 | Nos. | Construction of chamber for 100mm sluice plates | item5 | 10 | Nos
78 | Providing and fixing soil, waste and vent pipes : 100 mm dia Hubless centrifugally cast (spun) iron pipes epoxy coated inside & outside IS:15905(17.35.1.3) | Item-88 | 80 | Mtr. | 1169.3 |  |  | Excess(+) | 1 | Full Conversion | INR | [40 empty] | #VALUE! | #VALUE! | #VALUE! | 78 | Providing and fixing soil, waste and vent pipes : 100 mm dia Hubless centrifugally cast (spun) iron pipes epoxy coated inside & outside IS:15905(17.35.1.3) | Item-88 | 80 | Mtr. | Construction of chamber for 100mm sluice plates | item5 | 10 | Nos
79 | Providing and laying Ceramic glazed floor tiles of size 300x300 mm (thickness to be specified by the manufacturer), of 1st quality conforming to IS : 15622, of approved make, in all colours, shades, except White, Ivory, Grey, Fume Red Brown, laid on 20 mm thick bed of cement mortar 1:4 (1 Cement : 4 Coarse sand), jointing with grey cement slurry @ 3.3 kg/ sq.m including pointing the joints with white cement and matching pigments etc., complete.(11.38) | Item-89 | 170 | sqm | 1315.3 |  |  | Excess(+) | 1 | Full Conversion | INR | [40 empty] | #VALUE! | #VALUE! | #VALUE! | 79 | Providing and laying Ceramic glazed floor tiles of size 300x300 mm (thickness to be specified by the manufacturer), of 1st quality conforming to IS : 15622, of approved make, in all colours, shades, except White, Ivory, Grey, Fume Red Brown, laid on 20 mm thick bed of cement mortar 1:4 (1 Cement : 4 Coarse sand), jointing with grey cement slurry @ 3.3 kg/ sq.m including pointing the joints with white cement and matching pigments etc., complete.(11.38) | Item-89 | 170 | sqm | Construction of chamber for 100mm sluice plates | item5 | 10 | Nos
80 | Providing and fixing Ist quality ceramic glazed wall tiles conforming to IS: 15622 (thickness to be specified by the manufacturer), of approved make, in all colours, shades except burgundy, bottle green, black of any size as approved by Engineer-in-Charge, in skirting, risers of steps and dados, over 12 mm thick bed of cement mortar 1:3 (1 cement : 3 coarse sand) and jointing with grey cement slurry @ 3.3kg per sqm, including pointing in white cement mixed with pigment of matching shade complete.(8.31) | Item-90 | 51 | sqm | 1267.95 |  |  | Excess(+) | 1 | Full Conversion | INR | [40 empty] | #VALUE! | #VALUE! | #VALUE! | 80 | Providing and fixing Ist quality ceramic glazed wall tiles conforming to IS: 15622 (thickness to be specified by the manufacturer), of approved make, in all colours, shades except burgundy, bottle green, black of any size as approved by Engineer-in-Charge, in skirting, risers of steps and dados, over 12 mm thick bed of cement mortar 1:3 (1 cement : 3 coarse sand) and jointing with grey cement slurry @ 3.3kg per sqm, including pointing in white cement mixed with pigment of matching shade complete.(8.31) | Item-90 | 51 | sqm | Construction of chamber for 100mm sluice plates | item5 | 10 | Nos
81 | Providing and fixing on wall face unplasticised Rigid PVC rain water pipes conforming to IS : 13592 Type A, including jointing with seal ring conforming to IS : 5382, leaving 10 mm gap for thermal expansion, (i) Single socketed pipes. 110 mm diameter (12.41.2) | Item-91 | 210 | Mtr. | 377.4 |  |  | Excess(+) | 1 | Full Conversion | INR | [40 empty] | #VALUE! | #VALUE! | #VALUE! | 81 | Providing and fixing on wall face unplasticised Rigid PVC rain water pipes conforming to IS : 13592 Type A, including jointing with seal ring conforming to IS : 5382, leaving 10 mm gap for thermal expansion, (i) Single socketed pipes. 110 mm diameter (12.41.2) | Item-91 | 210 | Mtr. | Construction of chamber for 100mm sluice plates | item5 | 10 | Nos
82 | Providing and fixing on wall face unplasticised - PVC moulded fittings/ accessories for unplasticised Rigid PVC rain water pipes conforming to IS : 13592 Type A, including jointing with seal ring conforming to IS : 5382, leaving 10 mm gap for thermal expansion.Coupler 110 mm (12.42.1.2) | Item-92 | 60 | Nos | 136.15 |  |  | Excess(+) | 1 | Full Conversion | INR | [40 empty] | #VALUE! | #VALUE! | #VALUE! | 82 | Providing and fixing on wall face unplasticised - PVC moulded fittings/ accessories for unplasticised Rigid PVC rain water pipes conforming to IS : 13592 Type A, including jointing with seal ring conforming to IS : 5382, leaving 10 mm gap for thermal expansion.Coupler 110 mm (12.42.1.2) | Item-92 | 60 | Nos | Construction of chamber for 100mm sluice plates | item5 | 10 | Nos
83 | Providing and fixing on wall face unplasticised - PVC moulded fittings/ accessories for unplasticised Rigid PVC rain water pipes conforming to IS : 13592 Type A, including jointing with seal ring conforming to IS : 5382, leaving 10 mm gap for thermal expansion.Single tee without door 110x110x110 mm (12.42.4.2) | Item-93 | 60 | Nos | 221.35 |  |  | Excess(+) | 1 | Full Conversion | INR | [40 empty] | #VALUE! | #VALUE! | #VALUE! | 83 | Providing and fixing on wall face unplasticised - PVC moulded fittings/ accessories for unplasticised Rigid PVC rain water pipes conforming to IS : 13592 Type A, including jointing with seal ring conforming to IS : 5382, leaving 10 mm gap for thermal expansion.Single tee without door 110x110x110 mm (12.42.4.2) | Item-93 | 60 | Nos | Construction of chamber for 100mm sluice plates | item5 | 10 | Nos
84 | Providing and fixing on wall face unplasticised - PVC moulded fittings/ accessories for unplasticised Rigid PVC rain water pipes conforming to IS : 13592 Type A, including jointing with seal ring conforming to IS : 5382, leaving 10 mm gap for thermal expansion.Bend 87.5° 110 mm bend (12.42.5.2) | Item-94 | 60 | Nos | 150.35 |  |  | Excess(+) | 1 | Full Conversion | INR | [40 empty] | #VALUE! | #VALUE! | #VALUE! | 84 | Providing and fixing on wall face unplasticised - PVC moulded fittings/ accessories for unplasticised Rigid PVC rain water pipes conforming to IS : 13592 Type A, including jointing with seal ring conforming to IS : 5382, leaving 10 mm gap for thermal expansion.Bend 87.5° 110 mm bend (12.42.5.2) | Item-94 | 60 | Nos | Construction of chamber for 100mm sluice plates | item5 | 10 | Nos
85 | Providing and fixing water closet squatting pan (Indian type W.C. pan ) with 100 mm sand cast Iron P or S trap, 10 litre low level white P.V.C. flushing cistern, including flush pipe, with manually controlled device (handle lever) conforming to IS : 7231, with all fittings and fixtures complete, including cutting and making good the walls and floors wherever required: White Vitreous china Orissa pattern W.C. pan of size 580x440 mm with integral type foot rests (17.1.1) | Item-95 | 20 | Nos | 6767.4 |  |  | Excess(+) | 1 | Full Conversion | INR | [40 empty] | #VALUE! | #VALUE! | #VALUE! | 85 | Providing and fixing water closet squatting pan (Indian type W.C. pan ) with 100 mm sand cast Iron P or S trap, 10 litre low level white P.V.C. flushing cistern, including flush pipe, with manually controlled device (handle lever) conforming to IS : 7231, with all fittings and fixtures complete, including cutting and making good the walls and floors wherever required: White Vitreous china Orissa pattern W.C. pan of size 580x440 mm with integral type foot rests (17.1.1) | Item-95 | 20 | Nos | Construction of chamber for 100mm sluice plates | item5 | 10 | Nos
86 | Providing and fixing white vitreous china pedestal type water closet (European type W.C. pan) with seat and lid, 10 litre low level white P.V.C. flushing cistern, including flush pipe, with manually controlled device (handle lever), conforming to IS : 7231, with all fittings and fixtures complete, including cutting and making good the walls and floors wherever required : W.C. pan with ISI marked white solid plastic seat and lid (17.2.1) | Item-96 | 20 | Nos | 6515.55 |  |  | Excess(+) | 1 | Full Conversion | INR | [40 empty] | #VALUE! | #VALUE! | #VALUE! | 86 | Providing and fixing white vitreous china pedestal type water closet (European type W.C. pan) with seat and lid, 10 litre low level white P.V.C. flushing cistern, including flush pipe, with manually controlled device (handle lever), conforming to IS : 7231, with all fittings and fixtures complete, including cutting and making good the walls and floors wherever required : W.C. pan with ISI marked white solid plastic seat and lid (17.2.1) | Item-96 | 20 | Nos | Construction of chamber for 100mm sluice plates | item5 | 10 | Nos
87 | Providing and fixing wash basin with C.I. brackets, 15 mm C.P. brass pillar taps, 32 mm C.P. brass waste of standard pattern, including painting of fittings and brackets, cutting and making good the walls wherever require: White Vitreous China Wash basin size 630x450 mm with a single 15 mm C.P. brass pillar tap (17.7.2) | Item-97 | 15 | Nos | 2226.35 |  |  | Excess(+) | 1 | Full Conversion | INR | [40 empty] | #VALUE! | #VALUE! | #VALUE! | 87 | Providing and fixing wash basin with C.I. brackets, 15 mm C.P. brass pillar taps, 32 mm C.P. brass waste of standard pattern, including painting of fittings and brackets, cutting and making good the walls wherever require: White Vitreous China Wash basin size 630x450 mm with a single 15 mm C.P. brass pillar tap (17.7.2) | Item-97 | 15 | Nos | Construction of chamber for 100mm sluice plates | item5 | 10 | Nos
88 | Providing and fixing carbon steel galvanised ( minimum coating 5 micron) dash fastener of 10 mm dia double threaded 6.8 grade (yield strength 480 N/mm2), counter sunk head, comprising of 10 mm dia polyamide PA 6 grade sleeve, including drilling of hole in frame , concrete/ masonry, etc. as per direction of Engineer-in-charge. 10 x 140 mm (10.27.4) | Item-98 | 60 | Nos | 182.2 |  |  | Excess(+) | 1 | Full Conversion | INR | [40 empty] | #VALUE! | #VALUE! | #VALUE! | 88 | Providing and fixing carbon steel galvanised ( minimum coating 5 micron) dash fastener of 10 mm dia double threaded 6.8 grade (yield strength 480 N/mm2), counter sunk head, comprising of 10 mm dia polyamide PA 6 grade sleeve, including drilling of hole in frame , concrete/ masonry, etc. as per direction of Engineer-in-charge. 10 x 140 mm (10.27.4) | Item-98 | 60 | Nos | Construction of chamber for 100mm sluice plates | item5 | 10 | Nos
89 | Providing and fixing G.I. pipes complete with G.I. fittings including trenching and refilling etc. External work 15 mm dia nominal bore (18.12.1 ) | Item-99 | 46 | Mtr. | 322.15 |  |  | Excess(+) | 1 | Full Conversion | INR | [40 empty] | #VALUE! | #VALUE! | #VALUE! | 89 | Providing and fixing G.I. pipes complete with G.I. fittings including trenching and refilling etc. External work 15 mm dia nominal bore (18.12.1 ) | Item-99 | 46 | Mtr. | Construction of chamber for 100mm sluice plates | item5 | 10 | Nos
90 | Disposal of building rubbish / malba / similar unserviceable, dismantled or waste materials by mechanical means, including loading, transporting, unloading to approved municipal dumping ground or as approved by Engineer-in-charge, beyond 50 m initial lead, for all leads including all lifts involved. (15.60) | Item-100 | 35 | cum | 263.95 |  |  | Excess(+) | 1 | Full Conversion | INR | [40 empty] | #VALUE! | #VALUE! | #VALUE! | 90 | Disposal of building rubbish / malba / similar unserviceable, dismantled or waste materials by mechanical means, including loading, transporting, unloading to approved municipal dumping ground or as approved by Engineer-in-charge, beyond 50 m initial lead, for all leads including all lifts involved. (15.60) | Item-100 | 35 | cum | Construction of chamber for 100mm sluice plates | item5 | 10 | Nos
91 | Providing and fixing G.I. pipes complete with G.I. fittings and clamps,including cutting and making good the walls etc. Internal work - exposed on wall 15mm dia. nominal bore (18.10.1) | Item-101 | 120 | metre | 366.4 |  |  | Excess(+) | 1 | Full Conversion | INR | [40 empty] | #VALUE! | #VALUE! | #VALUE! | 91 | Providing and fixing G.I. pipes complete with G.I. fittings and clamps,including cutting and making good the walls etc. Internal work - exposed on wall 15mm dia. nominal bore (18.10.1) | Item-101 | 120 | metre | Construction of chamber for 100mm sluice plates | item5 | 10 | Nos
92 | Providing and fixing G.I. pipes complete with G.I. fittings and clamps,including cutting and making good the walls etc. Internal work - exposed on wall 25mm dia. nominal bore (18.10.3) | Item-102 | 120 | metre | 551.7 |  |  | Excess(+) | 1 | Full Conversion | INR | [40 empty] | #VALUE! | #VALUE! | #VALUE! | 92 | Providing and fixing G.I. pipes complete with G.I. fittings and clamps,including cutting and making good the walls etc. Internal work - exposed on wall 25mm dia. nominal bore (18.10.3) | Item-102 | 120 | metre | Construction of chamber for 100mm sluice plates | item5 | 10 | Nos
93 | Providing and fixing C.P. brass bib cock of approved quality conforming to IS:8931 15 mm nominal bore (18.49.1) | Item-103 | 36 | Nos. | 506.8 |  |  | Excess(+) | 1 | Full Conversion | INR | [40 empty] | #VALUE! | #VALUE! | #VALUE! | 93 | Providing and fixing C.P. brass bib cock of approved quality conforming to IS:8931 15 mm nominal bore (18.49.1) | Item-103 | 36 | Nos. | Construction of chamber for 100mm sluice plates | item5 | 10 | Nos
94 | Providing and fixing C.P. brass stop cock (concealed) of standard design and of approved make conforming to IS:8931 15 mm nominal bore (18.52.1) | Item-104 | 36 | Nos. | 670.45 |  |  | Excess(+) | 1 | Full Conversion | INR | [40 empty] | #VALUE! | #VALUE! | #VALUE! | 94 | Providing and fixing C.P. brass stop cock (concealed) of standard design and of approved make conforming to IS:8931 15 mm nominal bore (18.52.1) | Item-104 | 36 | Nos. | Construction of chamber for 100mm sluice plates | item5 | 10 | Nos
95 | Making connection of G.I. distribution branch with G.I.main of following sizes by providing and fixing tee,including cutting and threading the pipe etc. complete. 25 to 40 mm nominal bore (18.13.1) | Item-105 | 16 | Nos. | 911.9 |  |  | Excess(+) | 1 | Full Conversion | INR | [40 empty] | #VALUE! | #VALUE! | #VALUE! | 95 | Making connection of G.I. distribution branch with G.I.main of following sizes by providing and fixing tee,including cutting and threading the pipe etc. complete. 25 to 40 mm nominal bore (18.13.1) | Item-105 | 16 | Nos. | Construction of chamber for 100mm sluice plates | item5 | 10 | Nos
96 | Providing and fixing PTMT liquid soap container 109 mm wide, 125 mm high and 112 mm distance from wall of standard shape with bracket of the same materials with snap fittings of approved quality and colour, weighing not less than 105 gms.(17.71) | Item-106 | 25 | Nos. | 168.35 |  |  | Excess(+) | 1 | Full Conversion | INR | [40 empty] | #VALUE! | #VALUE! | #VALUE! | 96 | Providing and fixing PTMT liquid soap container 109 mm wide, 125 mm high and 112 mm distance from wall of standard shape with bracket of the same materials with snap fittings of approved quality and colour, weighing not less than 105 gms.(17.71) | Item-106 | 25 | Nos. | Construction of chamber for 100mm sluice plates | item5 | 10 | Nos
97 | Providing and fixing PTMT towel ring trapezoidal shape 215 mm long, 200 mm wide with minimum distances of 37 mm from wall face with concealed fittings arrangement of approved quality and colour, weighing not less than 88 gms.(17.72) | Item-107 | 25 | Nos. | 231.95 |  |  | Excess(+) | 1 | Full Conversion | INR | [40 empty] | #VALUE! | #VALUE! | #VALUE! | 97 | Providing and fixing PTMT towel ring trapezoidal shape 215 mm long, 200 mm wide with minimum distances of 37 mm from wall face with concealed fittings arrangement of approved quality and colour, weighing not less than 88 gms.(17.72) | Item-107 | 25 | Nos. | Construction of chamber for 100mm sluice plates | item5 | 10 | Nos
98 | Providing and fixing PTMT towel rail complete with brackets fixed to wooden cleats with CP brass screws with concealed fittings arrangement of approved quality and colour.450 mm long towel rail with total length of 495 mm, 78 mm wide and effective height of 88 mm, weighing not less than 170 gms (17.73.1 ) | Item-108 | 25 | Nos. | 673.4 |  |  | Excess(+) | 1 | Full Conversion | INR | [40 empty] | #VALUE! | #VALUE! | #VALUE! | 98 | Providing and fixing PTMT towel rail complete with brackets fixed to wooden cleats with CP brass screws with concealed fittings arrangement of approved quality and colour.450 mm long towel rail with total length of 495 mm, 78 mm wide and effective height of 88 mm, weighing not less than 170 gms (17.73.1 ) | Item-108 | 25 | Nos. | Construction of chamber for 100mm sluice plates | item5 | 10 | Nos
99 | Providing and fixing C.P. brass shower rose with 15 or 20 mm inlet : 100 mm diameter (18.22.1 ) | Item-109 | 25 | Nos. | 193.95 |  |  | Excess(+) | 1 | Full Conversion | INR | [40 empty] | #VALUE! | #VALUE! | #VALUE! | 99 | Providing and fixing C.P. brass shower rose with 15 or 20 mm inlet : 100 mm diameter (18.22.1 ) | Item-109 | 25 | Nos. | Construction of chamber for 100mm sluice plates | item5 | 10 | Nos
100 | Providing and fixing unplasticised P.V.C. connection pipe with PTMT Nuts, collar and bush of approved quality and colour.15 mm nominal bore with 45 cm length (18.74.2 ) | Item-110 | 25 | Nos. | 121.9 |  |  | Excess(+) | 1 | Full Conversion | INR | [40 empty] | #VALUE! | #VALUE! | #VALUE! | 100 | Providing and fixing unplasticised P.V.C. connection pipe with PTMT Nuts, collar and bush of approved quality and colour.15 mm nominal bore with 45 cm length (18.74.2 ) | Item-110 | 25 | Nos. | Construction of chamber for 100mm sluice plates | item5 | 10 | Nos
101 | Providing and fixing 8 mm dia C.P. / S.S. Jet with flexible tube upto 1 metre long with S.S. triangular plate to Eureopean type W.C. of quality and make as approved by Engineer - in - charge.(17.16A) | Item-111 | 20 | Nos. | 349.15 |  |  | Excess(+) | 1 | Full Conversion | INR | [40 empty] | #VALUE! | #VALUE! | #VALUE! | 101 | Providing and fixing 8 mm dia C.P. / S.S. Jet with flexible tube upto 1 metre long with S.S. triangular plate to Eureopean type W.C. of quality and make as approved by Engineer - in - charge.(17.16A) | Item-111 | 20 | Nos. | Construction of chamber for 100mm sluice plates | item5 | 10 | Nos
102 | Multiplying factor on DSR 2023 on A/c of GST @0.973 | Item-112 | 1 | unit | 0.973 |  |  | Excess(+) | 1 | Full Conversion | INR | [40 empty] | #VALUE! | #VALUE! | #VALUE! | 102 | Multiplying factor on DSR 2023 on A/c of GST @0.973 | Item-112 | 1 | unit | Construction of chamber for 100mm sluice plates | item5 | 10 | Nos
Total in Figures | [51 empty] | #VALUE! | #VALUE! | #VALUE! |  |  |  |  | 4 | Construction of chamber for 100mm sluice plates | item5 | 10 | Nos
Quoted Rate in Figures |  |  |  | Select | [47 empty] | 0 | 0 | #VALUE!
Quoted Rate in Words |  | #VALUE!
Note on K13: gepadmin: 1. If you choose "Full Conversion" then Column BA (AMOUNT) and Column BB (TAXES) BOTH values will be convert based on selected Currency in (Column L). 2. If you choose "Partial Conversion" then Column BA (AMOUNT) only will be converted based on selected currency (Column L) and Column BB (TAXES) value (INR) will be added to the converted values.
Note on K14: gepadmin: 1. If you choose "Full Conversion" then Column BA (AMOUNT) and Column BB (TAXES) BOTH values will be convert based on selected Currency in (Column L). 2. If you choose "Partial Conversion" then Column BA (AMOUNT) only will be converted based on selected currency (Column L) and Column BB (TAXES) value (INR) will be added to the converted values.
Note on K15: gepadmin: 1. If you choose "Full Conversion" then Column BA (AMOUNT) and Column BB (TAXES) BOTH values will be convert based on selected Currency in (Column L). 2. If you choose "Partial Conversion" then Column BA (AMOUNT) only will be converted based on selected currency (Column L) and Column BB (TAXES) value (INR) will be added to the converted values.
Note on K16: gepadmin: 1. If you choose "Full Conversion" then Column BA (AMOUNT) and Column BB (TAXES) BOTH values will be convert based on selected Currency in (Column L). 2. If you choose "Partial Conversion" then Column BA (AMOUNT) only will be converted based on selected currency (Column L) and Column BB (TAXES) value (INR) will be added to the converted values.
Note on K17: gepadmin: 1. If you choose "Full Conversion" then Column BA (AMOUNT) and Column BB (TAXES) BOTH values will be convert based on selected Currency in (Column L). 2. If you choose "Partial Conversion" then Column BA (AMOUNT) only will be converted based on selected currency (Column L) and Column BB (TAXES) value (INR) will be added to the converted values.
Note on K18: gepadmin: 1. If you choose "Full Conversion" then Column BA (AMOUNT) and Column BB (TAXES) BOTH values will be convert based on selected Currency in (Column L). 2. If you choose "Partial Conversion" then Column BA (AMOUNT) only will be converted based on selected currency (Column L) and Column BB (TAXES) value (INR) will be added to the converted values.
Note on K19: gepadmin: 1. If you choose "Full Conversion" then Column BA (AMOUNT) and Column BB (TAXES) BOTH values will be convert based on selected Currency in (Column L). 2. If you choose "Partial Conversion" then Column BA (AMOUNT) only will be converted based on selected currency (Column L) and Column BB (TAXES) value (INR) will be added to the converted values.
Note on K20: gepadmin: 1. If you choose "Full Conversion" then Column BA (AMOUNT) and Column BB (TAXES) BOTH values will be convert based on selected Currency in (Column L). 2. If you choose "Partial Conversion" then Column BA (AMOUNT) only will be converted based on selected currency (Column L) and Column BB (TAXES) value (INR) will be added to the converted values.
Note on K21: gepadmin: 1. If you choose "Full Conversion" then Column BA (AMOUNT) and Column BB (TAXES) BOTH values will be convert based on selected Currency in (Column L). 2. If you choose "Partial Conversion" then Column BA (AMOUNT) only will be converted based on selected currency (Column L) and Column BB (TAXES) value (INR) will be added to the converted values.
Note on K22: gepadmin: 1. If you choose "Full Conversion" then Column BA (AMOUNT) and Column BB (TAXES) BOTH values will be convert based on selected Currency in (Column L). 2. If you choose "Partial Conversion" then Column BA (AMOUNT) only will be converted based on selected currency (Column L) and Column BB (TAXES) value (INR) will be added to the converted values.
Note on K23: gepadmin: 1. If you choose "Full Conversion" then Column BA (AMOUNT) and Column BB (TAXES) BOTH values will be convert based on selected Currency in (Column L). 2. If you choose "Partial Conversion" then Column BA (AMOUNT) only will be converted based on selected currency (Column L) and Column BB (TAXES) value (INR) will be added to the converted values.
Note on K24: gepadmin: 1. If you choose "Full Conversion" then Column BA (AMOUNT) and Column BB (TAXES) BOTH values will be convert based on selected Currency in (Column L). 2. If you choose "Partial Conversion" then Column BA (AMOUNT) only will be converted based on selected currency (Column L) and Column BB (TAXES) value (INR) will be added to the converted values.
Note on K25: gepadmin: 1. If you choose "Full Conversion" then Column BA (AMOUNT) and Column BB (TAXES) BOTH values will be convert based on selected Currency in (Column L). 2. If you choose "Partial Conversion" then Column BA (AMOUNT) only will be converted based on selected currency (Column L) and Column BB (TAXES) value (INR) will be added to the converted values.
Note on K26: gepadmin: 1. If you choose "Full Conversion" then Column BA (AMOUNT) and Column BB (TAXES) BOTH values will be convert based on selected Currency in (Column L). 2. If you choose "Partial Conversion" then Column BA (AMOUNT) only will be converted based on selected currency (Column L) and Column BB (TAXES) value (INR) will be added to the converted values.
Note on K27: gepadmin: 1. If you choose "Full Conversion" then Column BA (AMOUNT) and Column BB (TAXES) BOTH values will be convert based on selected Currency in (Column L). 2. If you choose "Partial Conversion" then Column BA (AMOUNT) only will be converted based on selected currency (Column L) and Column BB (TAXES) value (INR) will be added to the converted values.
Note on K28: gepadmin: 1. If you choose "Full Conversion" then Column BA (AMOUNT) and Column BB (TAXES) BOTH values will be convert based on selected Currency in (Column L). 2. If you choose "Partial Conversion" then Column BA (AMOUNT) only will be converted based on selected currency (Column L) and Column BB (TAXES) value (INR) will be added to the converted values.
Note on K29: gepadmin: 1. If you choose "Full Conversion" then Column BA (AMOUNT) and Column BB (TAXES) BOTH values will be convert based on selected Currency in (Column L). 2. If you choose "Partial Conversion" then Column BA (AMOUNT) only will be converted based on selected currency (Column L) and Column BB (TAXES) value (INR) will be added to the converted values.
Note on K30: gepadmin: 1. If you choose "Full Conversion" then Column BA (AMOUNT) and Column BB (TAXES) BOTH values will be convert based on selected Currency in (Column L). 2. If you choose "Partial Conversion" then Column BA (AMOUNT) only will be converted based on selected currency (Column L) and Column BB (TAXES) value (INR) will be added to the converted values.
Note on K31: gepadmin: 1. If you choose "Full Conversion" then Column BA (AMOUNT) and Column BB (TAXES) BOTH values will be convert based on selected Currency in (Column L). 2. If you choose "Partial Conversion" then Column BA (AMOUNT) only will be converted based on selected currency (Column L) and Column BB (TAXES) value (INR) will be added to the converted values.
Note on K32: gepadmin: 1. If you choose "Full Conversion" then Column BA (AMOUNT) and Column BB (TAXES) BOTH values will be convert based on selected Currency in (Column L). 2. If you choose "Partial Conversion" then Column BA (AMOUNT) only will be converted based on selected currency (Column L) and Column BB (TAXES) value (INR) will be added to the converted values.
Note on K33: gepadmin: 1. If you choose "Full Conversion" then Column BA (AMOUNT) and Column BB (TAXES) BOTH values will be convert based on selected Currency in (Column L). 2. If you choose "Partial Conversion" then Column BA (AMOUNT) only will be converted based on selected currency (Column L) and Column BB (TAXES) value (INR) will be added to the converted values.
Note on K34: gepadmin: 1. If you choose "Full Conversion" then Column BA (AMOUNT) and Column BB (TAXES) BOTH values will be convert based on selected Currency in (Column L). 2. If you choose "Partial Conversion" then Column BA (AMOUNT) only will be converted based on selected currency (Column L) and Column BB (TAXES) value (INR) will be added to the converted values.
Note on K35: gepadmin: 1. If you choose "Full Conversion" then Column BA (AMOUNT) and Column BB (TAXES) BOTH values will be convert based on selected Currency in (Column L). 2. If you choose "Partial Conversion" then Column BA (AMOUNT) only will be converted based on selected currency (Column L) and Column BB (TAXES) value (INR) will be added to the converted values.
Note on K36: gepadmin: 1. If you choose "Full Conversion" then Column BA (AMOUNT) and Column BB (TAXES) BOTH values will be convert based on selected Currency in (Column L). 2. If you choose "Partial Conversion" then Column BA (AMOUNT) only will be converted based on selected currency (Column L) and Column BB (TAXES) value (INR) will be added to the converted values.
Note on K37: gepadmin: 1. If you choose "Full Conversion" then Column BA (AMOUNT) and Column BB (TAXES) BOTH values will be convert based on selected Currency in (Column L). 2. If you choose "Partial Conversion" then Column BA (AMOUNT) only will be converted based on selected currency (Column L) and Column BB (TAXES) value (INR) will be added to the converted values.
Note on K38: gepadmin: 1. If you choose "Full Conversion" then Column BA (AMOUNT) and Column BB (TAXES) BOTH values will be convert based on selected Currency in (Column L). 2. If you choose "Partial Conversion" then Column BA (AMOUNT) only will be converted based on selected currency (Column L) and Column BB (TAXES) value (INR) will be added to the converted values.
Note on K39: gepadmin: 1. If you choose "Full Conversion" then Column BA (AMOUNT) and Column BB (TAXES) BOTH values will be convert based on selected Currency in (Column L). 2. If you choose "Partial Conversion" then Column BA (AMOUNT) only will be converted based on selected currency (Column L) and Column BB (TAXES) value (INR) will be added to the converted values.
Note on K40: gepadmin: 1. If you choose "Full Conversion" then Column BA (AMOUNT) and Column BB (TAXES) BOTH values will be convert based on selected Currency in (Column L). 2. If you choose "Partial Conversion" then Column BA (AMOUNT) only will be converted based on selected currency (Column L) and Column BB (TAXES) value (INR) will be added to the converted values.
Note on K41: gepadmin: 1. If you choose "Full Conversion" then Column BA (AMOUNT) and Column BB (TAXES) BOTH values will be convert based on selected Currency in (Column L). 2. If you choose "Partial Conversion" then Column BA (AMOUNT) only will be converted based on selected currency (Column L) and Column BB (TAXES) value (INR) will be added to the converted values.
Note on K42: gepadmin: 1. If you choose "Full Conversion" then Column BA (AMOUNT) and Column BB (TAXES) BOTH values will be convert based on selected Currency in (Column L). 2. If you choose "Partial Conversion" then Column BA (AMOUNT) only will be converted based on selected currency (Column L) and Column BB (TAXES) value (INR) will be added to the converted values.
Note on K43: gepadmin: 1. If you choose "Full Conversion" then Column BA (AMOUNT) and Column BB (TAXES) BOTH values will be convert based on selected Currency in (Column L). 2. If you choose "Partial Conversion" then Column BA (AMOUNT) only will be converted based on selected currency (Column L) and Column BB (TAXES) value (INR) will be added to the converted values.
Note on K44: gepadmin: 1. If you choose "Full Conversion" then Column BA (AMOUNT) and Column BB (TAXES) BOTH values will be convert based on selected Currency in (Column L). 2. If you choose "Partial Conversion" then Column BA (AMOUNT) only will be converted based on selected currency (Column L) and Column BB (TAXES) value (INR) will be added to the converted values.
Note on K45: gepadmin: 1. If you choose "Full Conversion" then Column BA (AMOUNT) and Column BB (TAXES) BOTH values will be convert based on selected Currency in (Column L). 2. If you choose "Partial Conversion" then Column BA (AMOUNT) only will be converted based on selected currency (Column L) and Column BB (TAXES) value (INR) will be added to the converted values.
Note on K46: gepadmin: 1. If you choose "Full Conversion" then Column BA (AMOUNT) and Column BB (TAXES) BOTH values will be convert based on selected Currency in (Column L). 2. If you choose "Partial Conversion" then Column BA (AMOUNT) only will be converted based on selected currency (Column L) and Column BB (TAXES) value (INR) will be added to the converted values.
Note on K47: gepadmin: 1. If you choose "Full Conversion" then Column BA (AMOUNT) and Column BB (TAXES) BOTH values will be convert based on selected Currency in (Column L). 2. If you choose "Partial Conversion" then Column BA (AMOUNT) only will be converted based on selected currency (Column L) and Column BB (TAXES) value (INR) will be added to the converted values.
Note on K48: gepadmin: 1. If you choose "Full Conversion" then Column BA (AMOUNT) and Column BB (TAXES) BOTH values will be convert based on selected Currency in (Column L). 2. If you choose "Partial Conversion" then Column BA (AMOUNT) only will be converted based on selected currency (Column L) and Column BB (TAXES) value (INR) will be added to the converted values.
Note on K49: gepadmin: 1. If you choose "Full Conversion" then Column BA (AMOUNT) and Column BB (TAXES) BOTH values will be convert based on selected Currency in (Column L). 2. If you choose "Partial Conversion" then Column BA (AMOUNT) only will be converted based on selected currency (Column L) and Column BB (TAXES) value (INR) will be added to the converted values.
Note on K50: gepadmin: 1. If you choose "Full Conversion" then Column BA (AMOUNT) and Column BB (TAXES) BOTH values will be convert based on selected Currency in (Column L). 2. If you choose "Partial Conversion" then Column BA (AMOUNT) only will be converted based on selected currency (Column L) and Column BB (TAXES) value (INR) will be added to the converted values.
Note on K51: gepadmin: 1. If you choose "Full Conversion" then Column BA (AMOUNT) and Column BB (TAXES) BOTH values will be convert based on selected Currency in (Column L). 2. If you choose "Partial Conversion" then Column BA (AMOUNT) only will be converted based on selected currency (Column L) and Column BB (TAXES) value (INR) will be added to the converted values.
Note on K53: gepadmin: 1. If you choose "Full Conversion" then Column BA (AMOUNT) and Column BB (TAXES) BOTH values will be convert based on selected Currency in (Column L). 2. If you choose "Partial Conversion" then Column BA (AMOUNT) only will be converted based on selected currency (Column L) and Column BB (TAXES) value (INR) will be added to the converted values.
Note on K54: gepadmin: 1. If you choose "Full Conversion" then Column BA (AMOUNT) and Column BB (TAXES) BOTH values will be convert based on selected Currency in (Column L). 2. If you choose "Partial Conversion" then Column BA (AMOUNT) only will be converted based on selected currency (Column L) and Column BB (TAXES) value (INR) will be added to the converted values.
Note on K55: gepadmin: 1. If you choose "Full Conversion" then Column BA (AMOUNT) and Column BB (TAXES) BOTH values will be convert based on selected Currency in (Column L). 2. If you choose "Partial Conversion" then Column BA (AMOUNT) only will be converted based on selected currency (Column L) and Column BB (TAXES) value (INR) will be added to the converted values.
Note on K57: gepadmin: 1. If you choose "Full Conversion" then Column BA (AMOUNT) and Column BB (TAXES) BOTH values will be convert based on selected Currency in (Column L). 2. If you choose "Partial Conversion" then Column BA (AMOUNT) only will be converted based on selected currency (Column L) and Column BB (TAXES) value (INR) will be added to the converted values.
Note on K58: gepadmin: 1. If you choose "Full Conversion" then Column BA (AMOUNT) and Column BB (TAXES) BOTH values will be convert based on selected Currency in (Column L). 2. If you choose "Partial Conversion" then Column BA (AMOUNT) only will be converted based on selected currency (Column L) and Column BB (TAXES) value (INR) will be added to the converted values.
Note on K59: gepadmin: 1. If you choose "Full Conversion" then Column BA (AMOUNT) and Column BB (TAXES) BOTH values will be convert based on selected Currency in (Column L). 2. If you choose "Partial Conversion" then Column BA (AMOUNT) only will be converted based on selected currency (Column L) and Column BB (TAXES) value (INR) will be added to the converted values.
Note on K60: gepadmin: 1. If you choose "Full Conversion" then Column BA (AMOUNT) and Column BB (TAXES) BOTH values will be convert based on selected Currency in (Column L). 2. If you choose "Partial Conversion" then Column BA (AMOUNT) only will be converted based on selected currency (Column L) and Column BB (TAXES) value (INR) will be added to the converted values.
Note on K61: gepadmin: 1. If you choose "Full Conversion" then Column BA (AMOUNT) and Column BB (TAXES) BOTH values will be convert based on selected Currency in (Column L). 2. If you choose "Partial Conversion" then Column BA (AMOUNT) only will be converted based on selected currency (Column L) and Column BB (TAXES) value (INR) will be added to the converted values.
Note on K62: gepadmin: 1. If you choose "Full Conversion" then Column BA (AMOUNT) and Column BB (TAXES) BOTH values will be convert based on selected Currency in (Column L). 2. If you choose "Partial Conversion" then Column BA (AMOUNT) only will be converted based on selected currency (Column L) and Column BB (TAXES) value (INR) will be added to the converted values.
Note on K63: gepadmin: 1. If you choose "Full Conversion" then Column BA (AMOUNT) and Column BB (TAXES) BOTH values will be convert based on selected Currency in (Column L). 2. If you choose "Partial Conversion" then Column BA (AMOUNT) only will be converted based on selected currency (Column L) and Column BB (TAXES) value (INR) will be added to the converted values.
Note on K64: gepadmin: 1. If you choose "Full Conversion" then Column BA (AMOUNT) and Column BB (TAXES) BOTH values will be convert based on selected Currency in (Column L). 2. If you choose "Partial Conversion" then Column BA (AMOUNT) only will be converted based on selected currency (Column L) and Column BB (TAXES) value (INR) will be added to the converted values.
Note on K65: gepadmin: 1. If you choose "Full Conversion" then Column BA (AMOUNT) and Column BB (TAXES) BOTH values will be convert based on selected Currency in (Column L). 2. If you choose "Partial Conversion" then Column BA (AMOUNT) only will be converted based on selected currency (Column L) and Column BB (TAXES) value (INR) will be added to the converted values.
Note on K66: gepadmin: 1. If you choose "Full Conversion" then Column BA (AMOUNT) and Column BB (TAXES) BOTH values will be convert based on selected Currency in (Column L). 2. If you choose "Partial Conversion" then Column BA (AMOUNT) only will be converted based on selected currency (Column L) and Column BB (TAXES) value (INR) will be added to the converted values.
Note on K67: gepadmin: 1. If you choose "Full Conversion" then Column BA (AMOUNT) and Column BB (TAXES) BOTH values will be convert based on selected Currency in (Column L). 2. If you choose "Partial Conversion" then Column BA (AMOUNT) only will be converted based on selected currency (Column L) and Column BB (TAXES) value (INR) will be added to the converted values.
Note on K68: gepadmin: 1. If you choose "Full Conversion" then Column BA (AMOUNT) and Column BB (TAXES) BOTH values will be convert based on selected Currency in (Column L). 2. If you choose "Partial Conversion" then Column BA (AMOUNT) only will be converted based on selected currency (Column L) and Column BB (TAXES) value (INR) will be added to the converted values.
Note on K69: gepadmin: 1. If you choose "Full Conversion" then Column BA (AMOUNT) and Column BB (TAXES) BOTH values will be convert based on selected Currency in (Column L). 2. If you choose "Partial Conversion" then Column BA (AMOUNT) only will be converted based on selected currency (Column L) and Column BB (TAXES) value (INR) will be added to the converted values.
Note on K70: gepadmin: 1. If you choose "Full Conversion" then Column BA (AMOUNT) and Column BB (TAXES) BOTH values will be convert based on selected Currency in (Column L). 2. If you choose "Partial Conversion" then Column BA (AMOUNT) only will be converted based on selected currency (Column L) and Column BB (TAXES) value (INR) will be added to the converted values.
Note on K71: gepadmin: 1. If you choose "Full Conversion" then Column BA (AMOUNT) and Column BB (TAXES) BOTH values will be convert based on selected Currency in (Column L). 2. If you choose "Partial Conversion" then Column BA (AMOUNT) only will be converted based on selected currency (Column L) and Column BB (TAXES) value (INR) will be added to the converted values.
Note on K72: gepadmin: 1. If you choose "Full Conversion" then Column BA (AMOUNT) and Column BB (TAXES) BOTH values will be convert based on selected Currency in (Column L). 2. If you choose "Partial Conversion" then Column BA (AMOUNT) only will be converted based on selected currency (Column L) and Column BB (TAXES) value (INR) will be added to the converted values.
Note on K73: gepadmin: 1. If you choose "Full Conversion" then Column BA (AMOUNT) and Column BB (TAXES) BOTH values will be convert based on selected Currency in (Column L). 2. If you choose "Partial Conversion" then Column BA (AMOUNT) only will be converted based on selected currency (Column L) and Column BB (TAXES) value (INR) will be added to the converted values.
Note on K74: gepadmin: 1. If you choose "Full Conversion" then Column BA (AMOUNT) and Column BB (TAXES) BOTH values will be convert based on selected Currency in (Column L). 2. If you choose "Partial Conversion" then Column BA (AMOUNT) only will be converted based on selected currency (Column L) and Column BB (TAXES) value (INR) will be added to the converted values.
Note on K75: gepadmin: 1. If you choose "Full Conversion" then Column BA (AMOUNT) and Column BB (TAXES) BOTH values will be convert based on selected Currency in (Column L). 2. If you choose "Partial Conversion" then Column BA (AMOUNT) only will be converted based on selected currency (Column L) and Column BB (TAXES) value (INR) will be added to the converted values.
Note on K76: gepadmin: 1. If you choose "Full Conversion" then Column BA (AMOUNT) and Column BB (TAXES) BOTH values will be convert based on selected Currency in (Column L). 2. If you choose "Partial Conversion" then Column BA (AMOUNT) only will be converted based on selected currency (Column L) and Column BB (TAXES) value (INR) will be added to the converted values.
Note on K77: gepadmin: 1. If you choose "Full Conversion" then Column BA (AMOUNT) and Column BB (TAXES) BOTH values will be convert based on selected Currency in (Column L). 2. If you choose "Partial Conversion" then Column BA (AMOUNT) only will be converted based on selected currency (Column L) and Column BB (TAXES) value (INR) will be added to the converted values.
Note on K78: gepadmin: 1. If you choose "Full Conversion" then Column BA (AMOUNT) and Column BB (TAXES) BOTH values will be convert based on selected Currency in (Column L). 2. If you choose "Partial Conversion" then Column BA (AMOUNT) only will be converted based on selected currency (Column L) and Column BB (TAXES) value (INR) will be added to the converted values.
Note on K79: gepadmin: 1. If you choose "Full Conversion" then Column BA (AMOUNT) and Column BB (TAXES) BOTH values will be convert based on selected Currency in (Column L). 2. If you choose "Partial Conversion" then Column BA (AMOUNT) only will be converted based on selected currency (Column L) and Column BB (TAXES) value (INR) will be added to the converted values.
Note on K80: gepadmin: 1. If you choose "Full Conversion" then Column BA (AMOUNT) and Column BB (TAXES) BOTH values will be convert based on selected Currency in (Column L). 2. If you choose "Partial Conversion" then Column BA (AMOUNT) only will be converted based on selected currency (Column L) and Column BB (TAXES) value (INR) will be added to the converted values.
Note on K81: gepadmin: 1. If you choose "Full Conversion" then Column BA (AMOUNT) and Column BB (TAXES) BOTH values will be convert based on selected Currency in (Column L). 2. If you choose "Partial Conversion" then Column BA (AMOUNT) only will be converted based on selected currency (Column L) and Column BB (TAXES) value (INR) will be added to the converted values.
Note on K82: gepadmin: 1. If you choose "Full Conversion" then Column BA (AMOUNT) and Column BB (TAXES) BOTH values will be convert based on selected Currency in (Column L). 2. If you choose "Partial Conversion" then Column BA (AMOUNT) only will be converted based on selected currency (Column L) and Column BB (TAXES) value (INR) will be added to the converted values.
Note on K83: gepadmin: 1. If you choose "Full Conversion" then Column BA (AMOUNT) and Column BB (TAXES) BOTH values will be convert based on selected Currency in (Column L). 2. If you choose "Partial Conversion" then Column BA (AMOUNT) only will be converted based on selected currency (Column L) and Column BB (TAXES) value (INR) will be added to the converted values.
Note on K84: gepadmin: 1. If you choose "Full Conversion" then Column BA (AMOUNT) and Column BB (TAXES) BOTH values will be convert based on selected Currency in (Column L). 2. If you choose "Partial Conversion" then Column BA (AMOUNT) only will be converted based on selected currency (Column L) and Column BB (TAXES) value (INR) will be added to the converted values.
Note on K85: gepadmin: 1. If you choose "Full Conversion" then Column BA (AMOUNT) and Column BB (TAXES) BOTH values will be convert based on selected Currency in (Column L). 2. If you choose "Partial Conversion" then Column BA (AMOUNT) only will be converted based on selected currency (Column L) and Column BB (TAXES) value (INR) will be added to the converted values.
Note on K86: gepadmin: 1. If you choose "Full Conversion" then Column BA (AMOUNT) and Column BB (TAXES) BOTH values will be convert based on selected Currency in (Column L). 2. If you choose "Partial Conversion" then Column BA (AMOUNT) only will be converted based on selected currency (Column L) and Column BB (TAXES) value (INR) will be added to the converted values.
Note on K87: gepadmin: 1. If you choose "Full Conversion" then Column BA (AMOUNT) and Column BB (TAXES) BOTH values will be convert based on selected Currency in (Column L). 2. If you choose "Partial Conversion" then Column BA (AMOUNT) only will be converted based on selected currency (Column L) and Column BB (TAXES) value (INR) will be added to the converted values.
Note on K88: gepadmin: 1. If you choose "Full Conversion" then Column BA (AMOUNT) and Column BB (TAXES) BOTH values will be convert based on selected Currency in (Column L). 2. If you choose "Partial Conversion" then Column BA (AMOUNT) only will be converted based on selected currency (Column L) and Column BB (TAXES) value (INR) will be added to the converted values.
Note on K89: gepadmin: 1. If you choose "Full Conversion" then Column BA (AMOUNT) and Column BB (TAXES) BOTH values will be convert based on selected Currency in (Column L). 2. If you choose "Partial Conversion" then Column BA (AMOUNT) only will be converted based on selected currency (Column L) and Column BB (TAXES) value (INR) will be added to the converted values.
Note on K90: gepadmin: 1. If you choose "Full Conversion" then Column BA (AMOUNT) and Column BB (TAXES) BOTH values will be convert based on selected Currency in (Column L). 2. If you choose "Partial Conversion" then Column BA (AMOUNT) only will be converted based on selected currency (Column L) and Column BB (TAXES) value (INR) will be added to the converted values.
Note on K91: gepadmin: 1. If you choose "Full Conversion" then Column BA (AMOUNT) and Column BB (TAXES) BOTH values will be convert based on selected Currency in (Column L). 2. If you choose "Partial Conversion" then Column BA (AMOUNT) only will be converted based on selected currency (Column L) and Column BB (TAXES) value (INR) will be added to the converted values.
Note on K92: gepadmin: 1. If you choose "Full Conversion" then Column BA (AMOUNT) and Column BB (TAXES) BOTH values will be convert based on selected Currency in (Column L). 2. If you choose "Partial Conversion" then Column BA (AMOUNT) only will be converted based on selected currency (Column L) and Column BB (TAXES) value (INR) will be added to the converted values.
Note on K93: gepadmin: 1. If you choose "Full Conversion" then Column BA (AMOUNT) and Column BB (TAXES) BOTH values will be convert based on selected Currency in (Column L). 2. If you choose "Partial Conversion" then Column BA (AMOUNT) only will be converted based on selected currency (Column L) and Column BB (TAXES) value (INR) will be added to the converted values.
Note on K94: gepadmin: 1. If you choose "Full Conversion" then Column BA (AMOUNT) and Column BB (TAXES) BOTH values will be convert based on selected Currency in (Column L). 2. If you choose "Partial Conversion" then Column BA (AMOUNT) only will be converted based on selected currency (Column L) and Column BB (TAXES) value (INR) will be added to the converted values.
Note on K95: gepadmin: 1. If you choose "Full Conversion" then Column BA (AMOUNT) and Column BB (TAXES) BOTH values will be convert based on selected Currency in (Column L). 2. If you choose "Partial Conversion" then Column BA (AMOUNT) only will be converted based on selected currency (Column L) and Column BB (TAXES) value (INR) will be added to the converted values.
Note on K96: gepadmin: 1. If you choose "Full Conversion" then Column BA (AMOUNT) and Column BB (TAXES) BOTH values will be convert based on selected Currency in (Column L). 2. If you choose "Partial Conversion" then Column BA (AMOUNT) only will be converted based on selected currency (Column L) and Column BB (TAXES) value (INR) will be added to the converted values.
Note on K97: gepadmin: 1. If you choose "Full Conversion" then Column BA (AMOUNT) and Column BB (TAXES) BOTH values will be convert based on selected Currency in (Column L). 2. If you choose "Partial Conversion" then Column BA (AMOUNT) only will be converted based on selected currency (Column L) and Column BB (TAXES) value (INR) will be added to the converted values.
Note on K98: gepadmin: 1. If you choose "Full Conversion" then Column BA (AMOUNT) and Column BB (TAXES) BOTH values will be convert based on selected Currency in (Column L). 2. If you choose "Partial Conversion" then Column BA (AMOUNT) only will be converted based on selected currency (Column L) and Column BB (TAXES) value (INR) will be added to the converted values.
Note on K99: gepadmin: 1. If you choose "Full Conversion" then Column BA (AMOUNT) and Column BB (TAXES) BOTH values will be convert based on selected Currency in (Column L). 2. If you choose "Partial Conversion" then Column BA (AMOUNT) only will be converted based on selected currency (Column L) and Column BB (TAXES) value (INR) will be added to the converted values.
Note on K100: gepadmin: 1. If you choose "Full Conversion" then Column BA (AMOUNT) and Column BB (TAXES) BOTH values will be convert based on selected Currency in (Column L). 2. If you choose "Partial Conversion" then Column BA (AMOUNT) only will be converted based on selected currency (Column L) and Column BB (TAXES) value (INR) will be added to the converted values.
Note on K101: gepadmin: 1. If you choose "Full Conversion" then Column BA (AMOUNT) and Column BB (TAXES) BOTH values will be convert based on selected Currency in (Column L). 2. If you choose "Partial Conversion" then Column BA (AMOUNT) only will be converted based on selected currency (Column L) and Column BB (TAXES) value (INR) will be added to the converted values.
Note on K102: gepadmin: 1. If you choose "Full Conversion" then Column BA (AMOUNT) and Column BB (TAXES) BOTH values will be convert based on selected Currency in (Column L). 2. If you choose "Partial Conversion" then Column BA (AMOUNT) only will be converted based on selected currency (Column L) and Column BB (TAXES) value (INR) will be added to the converted values.
Note on K103: gepadmin: 1. If you choose "Full Conversion" then Column BA (AMOUNT) and Column BB (TAXES) BOTH values will be convert based on selected Currency in (Column L). 2. If you choose "Partial Conversion" then Column BA (AMOUNT) only will be converted based on selected currency (Column L) and Column BB (TAXES) value (INR) will be added to the converted values.
Note on K104: gepadmin: 1. If you choose "Full Conversion" then Column BA (AMOUNT) and Column BB (TAXES) BOTH values will be convert based on selected Currency in (Column L). 2. If you choose "Partial Conversion" then Column BA (AMOUNT) only will be converted based on selected currency (Column L) and Column BB (TAXES) value (INR) will be added to the converted values.
Note on K105: gepadmin: 1. If you choose "Full Conversion" then Column BA (AMOUNT) and Column BB (TAXES) BOTH values will be convert based on selected Currency in (Column L). 2. If you choose "Partial Conversion" then Column BA (AMOUNT) only will be converted based on selected currency (Column L) and Column BB (TAXES) value (INR) will be added to the converted values.
Note on K106: gepadmin: 1. If you choose "Full Conversion" then Column BA (AMOUNT) and Column BB (TAXES) BOTH values will be convert based on selected Currency in (Column L). 2. If you choose "Partial Conversion" then Column BA (AMOUNT) only will be converted based on selected currency (Column L) and Column BB (TAXES) value (INR) will be added to the converted values.
Note on K107: gepadmin: 1. If you choose "Full Conversion" then Column BA (AMOUNT) and Column BB (TAXES) BOTH values will be convert based on selected Currency in (Column L). 2. If you choose "Partial Conversion" then Column BA (AMOUNT) only will be converted based on selected currency (Column L) and Column BB (TAXES) value (INR) will be added to the converted values.
Note on K108: gepadmin: 1. If you choose "Full Conversion" then Column BA (AMOUNT) and Column BB (TAXES) BOTH values will be convert based on selected Currency in (Column L). 2. If you choose "Partial Conversion" then Column BA (AMOUNT) only will be converted based on selected currency (Column L) and Column BB (TAXES) value (INR) will be added to the converted values.
Note on K109: gepadmin: 1. If you choose "Full Conversion" then Column BA (AMOUNT) and Column BB (TAXES) BOTH values will be convert based on selected Currency in (Column L). 2. If you choose "Partial Conversion" then Column BA (AMOUNT) only will be converted based on selected currency (Column L) and Column BB (TAXES) value (INR) will be added to the converted values.
Note on K110: gepadmin: 1. If you choose "Full Conversion" then Column BA (AMOUNT) and Column BB (TAXES) BOTH values will be convert based on selected Currency in (Column L). 2. If you choose "Partial Conversion" then Column BA (AMOUNT) only will be converted based on selected currency (Column L) and Column BB (TAXES) value (INR) will be added to the converted values.
Note on K111: gepadmin: 1. If you choose "Full Conversion" then Column BA (AMOUNT) and Column BB (TAXES) BOTH values will be convert based on selected Currency in (Column L). 2. If you choose "Partial Conversion" then Column BA (AMOUNT) only will be converted based on selected currency (Column L) and Column BB (TAXES) value (INR) will be added to the converted values.
Note on K112: gepadmin: 1. If you choose "Full Conversion" then Column BA (AMOUNT) and Column BB (TAXES) BOTH values will be convert based on selected Currency in (Column L). 2. If you choose "Partial Conversion" then Column BA (AMOUNT) only will be converted based on selected currency (Column L) and Column BB (TAXES) value (INR) will be added to the converted values.
Note on K113: gepadmin: 1. If you choose "Full Conversion" then Column BA (AMOUNT) and Column BB (TAXES) BOTH values will be convert based on selected Currency in (Column L). 2. If you choose "Partial Conversion" then Column BA (AMOUNT) only will be converted based on selected currency (Column L) and Column BB (TAXES) value (INR) will be added to the converted values.
Note on K114: gepadmin: 1. If you choose "Full Conversion" then Column BA (AMOUNT) and Column BB (TAXES) BOTH values will be convert based on selected Currency in (Column L). 2. If you choose "Partial Conversion" then Column BA (AMOUNT) only will be converted based on selected currency (Column L) and Column BB (TAXES) value (INR) will be added to the converted values.
Note on K116: gepadmin: 1. If you choose "Full Conversion" then Column BA (AMOUNT) and Column BB (TAXES) BOTH values will be convert based on selected Currency in (Column L). 2. If you choose "Partial Conversion" then Column BA (AMOUNT) only will be converted based on selected currency (Column L) and Column BB (TAXES) value (INR) will be added to the converted values.
Note on K117: gepadmin: 1. If you choose "Full Conversion" then Column BA (AMOUNT) and Column BB (TAXES) BOTH values will be convert based on selected Currency in (Column L). 2. If you choose "Partial Conversion" then Column BA (AMOUNT) only will be converted based on selected currency (Column L) and Column BB (TAXES) value (INR) will be added to the converted values.
Note on K118: gepadmin: 1. If you choose "Full Conversion" then Column BA (AMOUNT) and Column BB (TAXES) BOTH values will be convert based on selected Currency in (Column L). 2. If you choose "Partial Conversion" then Column BA (AMOUNT) only will be converted based on selected currency (Column L) and Column BB (TAXES) value (INR) will be added to the converted values.
Note on K119: gepadmin: 1. If you choose "Full Conversion" then Column BA (AMOUNT) and Column BB (TAXES) BOTH values will be convert based on selected Currency in (Column L). 2. If you choose "Partial Conversion" then Column BA (AMOUNT) only will be converted based on selected currency (Column L) and Column BB (TAXES) value (INR) will be added to the converted values.
Note on K120: gepadmin: 1. If you choose "Full Conversion" then Column BA (AMOUNT) and Column BB (TAXES) BOTH values will be convert based on selected Currency in (Column L). 2. If you choose "Partial Conversion" then Column BA (AMOUNT) only will be converted based on selected currency (Column L) and Column BB (TAXES) value (INR) will be added to the converted values.
Note on K121: gepadmin: 1. If you choose "Full Conversion" then Column BA (AMOUNT) and Column BB (TAXES) BOTH values will be convert based on selected Currency in (Column L). 2. If you choose "Partial Conversion" then Column BA (AMOUNT) only will be converted based on selected currency (Column L) and Column BB (TAXES) value (INR) will be added to the converted values.
Note on K122: gepadmin: 1. If you choose "Full Conversion" then Column BA (AMOUNT) and Column BB (TAXES) BOTH values will be convert based on selected Currency in (Column L). 2. If you choose "Partial Conversion" then Column BA (AMOUNT) only will be converted based on selected currency (Column L) and Column BB (TAXES) value (INR) will be added to the converted values.
Note on K123: gepadmin: 1. If you choose "Full Conversion" then Column BA (AMOUNT) and Column BB (TAXES) BOTH values will be convert based on selected Currency in (Column L). 2. If you choose "Partial Conversion" then Column BA (AMOUNT) only will be converted based on selected currency (Column L) and Column BB (TAXES) value (INR) will be added to the converted values.
Note on K124: gepadmin: 1. If you choose "Full Conversion" then Column BA (AMOUNT) and Column BB (TAXES) BOTH values will be convert based on selected Currency in (Column L). 2. If you choose "Partial Conversion" then Column BA (AMOUNT) only will be converted based on selected currency (Column L) and Column BB (TAXES) value (INR) will be added to the converted values.
Note on K125: gepadmin: 1. If you choose "Full Conversion" then Column BA (AMOUNT) and Column BB (TAXES) BOTH values will be convert based on selected Currency in (Column L). 2. If you choose "Partial Conversion" then Column BA (AMOUNT) only will be converted based on selected currency (Column L) and Column BB (TAXES) value (INR) will be added to the converted values.
Validate
Print
Help

## Macros
Please Enable Macros to View BoQ information